## Instructions & Notes
This form must be filled out and returned too: Michael_Lopes@brown.edu Facilities Asset Inventory Coordinator Brown University, Box 1941 Providence, RI 02912 (401-863-6198)
EQUIPMENT IDENTIFICATION | DESCRIPTION & EXAMPLES
Equipment shall be numbered and tagged with a three (3) digit sequential ID, based on the assigned Equipment Type. The equipment number is automatically generated and will consist of three separate components:
| COMPONENTS: | BLDG_ID¦EQ_TYPE¦-¦000A
| BUILDING ID: | Ex: Central Heating Plant = ID# 100093 so the Building identifier will be 093
| EQUIPMENT TYPE (ACRONYM): | Ex: Boiler, Gas Fired Steam = BLRGASS
| SEQUENTIAL NUMBER: | Ex: 001, 002, etc.
| REPLACEMENT NUMBER: | A letter designator will be used for replacement equipment. Ex: BLRGASS-001 is replaced, replacement ID is now 001A
| COMPLETE ID & SCENARIOS: | Ex#1: 093BLRGASS-001, is Gas-Steam Boiler #1 at the Central Heat Plant. Ex#2: 093BLRGASS-002, is Gas-Steam Boiler #2 at the Central Heat Plant. Ex#3: 093BLRGASW-001, is Gas-Hot Water Boiler #1 at the Central Heat Plant. (Note: The Equipment Type (EQ_TYPE) changed from a Gas-Steam boiler to a Gas-Hot Water boiler. The change in EQ_TYPE restarts the sequential ID at 001.)
DATA ENTRY | COLOR-KEY | DESCRIPTION
Indicates required fields
Indicates required fields with predefined ("pick-list") value entries. (See references for more info on these values)
Indicates equipment specification fields
REFERENCE INFORMATION | SPREADSHEET TAB | DESCRIPTION
| "Keyword & Type ref" tab | Full listing and descriptions of "Keywords", or equipment groupings and "EQ_Types", or specific equipment in that grouping.
| "MRF_List ref" tab | Full listing and descriptions of known manufacturers. (Additional entries can be made)
| "Active-Bldg List ref" tab | Full listing and descriptions of all Brown University buildings. (Includes addresses, sqft, status, etc.)
| "Status & Condition ref" tab | Full listing and descriptions of asset Status & Condition codes

## EQUIPMENT INPUT
Assessment Date | Building Portfolio | Building Site | Building ID | Building Abbr | Building Name | Floor | Room | Keyword | EQ_Type | Equipment Group/Keyword | Equipment Type | Status | Condition (at assessment) | Field Notes | Area Serviced (Bldg/Floor/Wing/Room) | Criticality | EQ_Group | Nomenclature | len | Old EQ_ID (If Existing) | EQ_ID | No. | In-Field Reference Name/Nomenclature | Parent EQ_ID | State_ID | MFR | Manufacturer | Mfr Model No | Mfr Serial No | Mfr Part No/Date/Code | Acquisition Date | Acquisition Vendor | Acquisition Comments | Warranty Vendor | Warranty Expiration Date | Warranty Usage Expiration | Warranty Comments | Current Replacement Cost | Spec (FILTER) | Spec (BELTs) | Spec (MOTOR) | Spec (REFRIGERANT) | Spec (MECH COUPLINGS & SEALS) | Spec (TONS) | Spec (CFM) | Spec (BTU/Hr) | Spec (STATIC PRESSURE) | Spec (HP) | Spec (RPM) | Spec (HERTZ) | Spec (PHASE) | Spec (AIR TEMP IN/OUT) (SUMMER/WINTER) | Spec (WATER TEMP IN/OUT) (SUMMER/WINTER) | Spec (HEAD-FEET or TOTAL DYNAMIC HEAD (TDH) | Spec (GPM) | Spec (IMPELLER DIAMETER) | Spec (PSI) | Spec (GALLONS) | Spec (KVA) | Spec (AMPS) + (MAIN LUG or BREAKER) (OPEN or CLOSED) | Spec (CIRCUITS) | Spec (VOLTS) | Spec (WATTS) | Spec (WIRE) | Spec (POLES) | Spec (MCA) | Spec (MAX FUSE) | Spec (OTHER)
Example Only: | ADMIN/SUPPORT | MAIN | 100182 | UHALL | UNIVERSITY HALL | 0 | 001 | AHU | AHUHVLG | AIR HANDLING UNIT | AIR HANDLER, HVAC > 30K CFM | ACTIVE | VERYGOOD | UNIT INCLUDES COMBINED HRU | 1st & 2nd floor | 2 | DIV08 | UHALL:AIR HANDLER, HVAC > 30K CFM:AHU-1 | 39 |  | 182AHUHVLG-001 | 001 | AHU-1 |  |  | HAWS-P | HAW'S PRODUCTS | CP7.55XAXCHXXSXX | 472010C08248-04 | MFR DATE: 11/15/2010 | 2012-01-10 | -VENDOR- |  | -VENDOR- | 2015-01-10 |  | 3 YEARS PARTS ONLY |  | PRE FILTER: MERV8, 16X20X2 (X3), FINAL FILTER: MERV11, 20X20X2 (X9) |  |  | R410A, 4.2LBS |  |  | 7500 RETURN CFM 7500 SUPPLY CFM |  | 8.5" |  |  | 60 | 3 | 70.9IN,110.4OUT | 180IN,136.3OUT | [8 empty] | 460
Example Only: | ADMIN/SUPPORT | MAIN | 100182 | UHALL | UNIVERSITY HALL | 0 | 001 | FAN | FNSPBLT | FAN | FAN, SUPPLY, BELT | ACTIVE | VERYGOOD | GREASE FITTING ON MOTOR | 1st floor commons | 3 | DIV08 | UHALL:FAN, SUPPLY, BELT:AHU-1-SF | 32 |  | 182FNSPBLT- |  | AHU-1-SF | 182AHUHVLG-001 |  | GREENHECK | GREENHECK | 22-QEP-4-60-11 | 12265563 1011 |  |  | -VENDOR- |  | -VENDOR- |  |  | 1 Year Manufacturer's Warranty for Defects |  |  | (X1) 4L490 (A47) | RI Motor, Frame: 284T, Model: RIM-22ANGEBBCA, Serial: 1017589170 |  | A33 |  | 7500 CFM |  | 8.5" | 15 | 1750 | 60 | 3 | [10 empty] | 460
| #N/A | #N/A | #N/A | #N/A |  |  |  | #N/A | #N/A | [6 empty] | #N/A | #N/A | #N/A | #N/A |  | #N/A |  |  |  |  | #N/A
| #N/A | #N/A | #N/A | #N/A |  |  |  | #N/A | #N/A | [6 empty] | #N/A | #N/A | #N/A | #N/A |  | #N/A |  |  |  |  | #N/A
| #N/A | #N/A | #N/A | #N/A |  |  |  | #N/A | #N/A | [6 empty] | #N/A | #N/A | #N/A | #N/A |  | #N/A |  |  |  |  | #N/A
| #N/A | #N/A | #N/A | #N/A |  |  |  | #N/A | #N/A | [6 empty] | #N/A | #N/A | #N/A | #N/A |  | #N/A |  |  |  |  | #N/A
| #N/A | #N/A | #N/A | #N/A |  |  |  | #N/A | #N/A | [6 empty] | #N/A | #N/A | #N/A | #N/A |  | #N/A |  |  |  |  | #N/A
| #N/A | #N/A | #N/A | #N/A |  |  |  | #N/A | #N/A | [6 empty] | #N/A | #N/A | #N/A | #N/A |  | #N/A |  |  |  |  | #N/A
| #N/A | #N/A | #N/A | #N/A |  |  |  | #N/A | #N/A | [6 empty] | #N/A | #N/A | #N/A | #N/A |  | #N/A |  |  |  |  | #N/A
| #N/A | #N/A | #N/A | #N/A |  |  |  | #N/A | #N/A | [6 empty] | #N/A | #N/A | #N/A | #N/A |  | #N/A |  |  |  |  | #N/A
| #N/A | #N/A | #N/A | #N/A |  |  |  | #N/A | #N/A | [6 empty] | #N/A | #N/A | #N/A | #N/A |  | #N/A |  |  |  |  | #N/A
| #N/A | #N/A | #N/A | #N/A |  |  |  | #N/A | #N/A | [6 empty] | #N/A | #N/A | #N/A | #N/A |  | #N/A |  |  |  |  | #N/A
| #N/A | #N/A | #N/A | #N/A |  |  |  | #N/A | #N/A | [6 empty] | #N/A | #N/A | #N/A | #N/A |  | #N/A |  |  |  |  | #N/A
| #N/A | #N/A | #N/A | #N/A |  |  |  | #N/A | #N/A | [6 empty] | #N/A | #N/A | #N/A | #N/A |  | #N/A |  |  |  |  | #N/A
| #N/A | #N/A | #N/A | #N/A |  |  |  | #N/A | #N/A | [6 empty] | #N/A | #N/A | #N/A | #N/A |  | #N/A |  |  |  |  | #N/A
| #N/A | #N/A | #N/A | #N/A |  |  |  | #N/A | #N/A | [6 empty] | #N/A | #N/A | #N/A | #N/A |  | #N/A |  |  |  |  | #N/A
| #N/A | #N/A | #N/A | #N/A |  |  |  | #N/A | #N/A | [6 empty] | #N/A | #N/A | #N/A | #N/A |  | #N/A |  |  |  |  | #N/A
| #N/A | #N/A | #N/A | #N/A |  |  |  | #N/A | #N/A | [6 empty] | #N/A | #N/A | #N/A | #N/A |  | #N/A |  |  |  |  | #N/A
| #N/A | #N/A | #N/A | #N/A |  |  |  | #N/A | #N/A | [6 empty] | #N/A | #N/A | #N/A | #N/A |  | #N/A |  |  |  |  | #N/A
| #N/A | #N/A | #N/A | #N/A |  |  |  | #N/A | #N/A | [6 empty] | #N/A | #N/A | #N/A | #N/A |  | #N/A |  |  |  |  | #N/A
| #N/A | #N/A | #N/A | #N/A |  |  |  | #N/A | #N/A | [6 empty] | #N/A | #N/A | #N/A | #N/A |  | #N/A |  |  |  |  | #N/A
| #N/A | #N/A | #N/A | #N/A |  |  |  | #N/A | #N/A | [6 empty] | #N/A | #N/A | #N/A | #N/A |  | #N/A |  |  |  |  | #N/A
| #N/A | #N/A | #N/A | #N/A |  |  |  | #N/A | #N/A | [6 empty] | #N/A | #N/A | #N/A | #N/A |  | #N/A |  |  |  |  | #N/A
| #N/A | #N/A | #N/A | #N/A |  |  |  | #N/A | #N/A | [6 empty] | #N/A | #N/A | #N/A | #N/A |  | #N/A |  |  |  |  | #N/A
| #N/A | #N/A | #N/A | #N/A |  |  |  | #N/A | #N/A | [6 empty] | #N/A | #N/A | #N/A | #N/A |  | #N/A |  |  |  |  | #N/A
| #N/A | #N/A | #N/A | #N/A |  |  |  | #N/A | #N/A | [6 empty] | #N/A | #N/A | #N/A | #N/A |  | #N/A |  |  |  |  | #N/A
| #N/A | #N/A | #N/A | #N/A |  |  |  | #N/A | #N/A | [6 empty] | #N/A | #N/A | #N/A | #N/A |  | #N/A |  |  |  |  | #N/A
| #N/A | #N/A | #N/A | #N/A |  |  |  | #N/A | #N/A | [6 empty] | #N/A | #N/A | #N/A | #N/A |  | #N/A |  |  |  |  | #N/A
| #N/A | #N/A | #N/A | #N/A |  |  |  | #N/A | #N/A | [6 empty] | #N/A | #N/A | #N/A | #N/A |  | #N/A |  |  |  |  | #N/A
| #N/A | #N/A | #N/A | #N/A |  |  |  | #N/A | #N/A | [6 empty] | #N/A | #N/A | #N/A | #N/A |  | #N/A |  |  |  |  | #N/A
| #N/A | #N/A | #N/A | #N/A |  |  |  | #N/A | #N/A | [6 empty] | #N/A | #N/A | #N/A | #N/A |  | #N/A |  |  |  |  | #N/A
| #N/A | #N/A | #N/A | #N/A |  |  |  | #N/A | #N/A | [6 empty] | #N/A | #N/A | #N/A | #N/A |  | #N/A |  |  |  |  | #N/A
| #N/A | #N/A | #N/A | #N/A |  |  |  | #N/A | #N/A | [6 empty] | #N/A | #N/A | #N/A | #N/A |  | #N/A |  |  |  |  | #N/A
| #N/A | #N/A | #N/A | #N/A |  |  |  | #N/A | #N/A | [6 empty] | #N/A | #N/A | #N/A | #N/A |  | #N/A |  |  |  |  | #N/A
| #N/A | #N/A | #N/A | #N/A |  |  |  | #N/A | #N/A | [6 empty] | #N/A | #N/A | #N/A | #N/A |  | #N/A |  |  |  |  | #N/A
| #N/A | #N/A | #N/A | #N/A |  |  |  | #N/A | #N/A | [6 empty] | #N/A | #N/A | #N/A | #N/A |  | #N/A |  |  |  |  | #N/A
| #N/A | #N/A | #N/A | #N/A |  |  |  | #N/A | #N/A | [6 empty] | #N/A | #N/A | #N/A | #N/A |  | #N/A |  |  |  |  | #N/A
| #N/A | #N/A | #N/A | #N/A |  |  |  | #N/A | #N/A | [6 empty] | #N/A | #N/A | #N/A | #N/A |  | #N/A |  |  |  |  | #N/A
| #N/A | #N/A | #N/A | #N/A |  |  |  | #N/A | #N/A | [6 empty] | #N/A | #N/A | #N/A | #N/A |  | #N/A |  |  |  |  | #N/A
| #N/A | #N/A | #N/A | #N/A |  |  |  | #N/A | #N/A | [6 empty] | #N/A | #N/A | #N/A | #N/A |  | #N/A |  |  |  |  | #N/A
| #N/A | #N/A | #N/A | #N/A |  |  |  | #N/A | #N/A | [6 empty] | #N/A | #N/A | #N/A | #N/A |  | #N/A |  |  |  |  | #N/A
| #N/A | #N/A | #N/A | #N/A |  |  |  | #N/A | #N/A | [6 empty] | #N/A | #N/A | #N/A | #N/A |  | #N/A |  |  |  |  | #N/A
| #N/A | #N/A | #N/A | #N/A |  |  |  | #N/A | #N/A | [6 empty] | #N/A | #N/A | #N/A | #N/A |  | #N/A |  |  |  |  | #N/A
| #N/A | #N/A | #N/A | #N/A |  |  |  | #N/A | #N/A | [6 empty] | #N/A | #N/A | #N/A | #N/A |  | #N/A |  |  |  |  | #N/A
| #N/A | #N/A | #N/A | #N/A |  |  |  | #N/A | #N/A | [6 empty] | #N/A | #N/A | #N/A | #N/A |  | #N/A |  |  |  |  | #N/A
| #N/A | #N/A | #N/A | #N/A |  |  |  | #N/A | #N/A | [6 empty] | #N/A | #N/A | #N/A | #N/A |  | #N/A |  |  |  |  | #N/A
| #N/A | #N/A | #N/A | #N/A |  |  |  | #N/A | #N/A | [6 empty] | #N/A | #N/A | #N/A | #N/A |  | #N/A |  |  |  |  | #N/A
| #N/A | #N/A | #N/A | #N/A |  |  |  | #N/A | #N/A | [6 empty] | #N/A | #N/A | #N/A | #N/A |  | #N/A |  |  |  |  | #N/A
| #N/A | #N/A | #N/A | #N/A |  |  |  | #N/A | #N/A | [6 empty] | #N/A | #N/A | #N/A | #N/A |  | #N/A |  |  |  |  | #N/A
| #N/A | #N/A | #N/A | #N/A |  |  |  | #N/A | #N/A | [6 empty] | #N/A | #N/A | #N/A | #N/A |  | #N/A |  |  |  |  | #N/A
| #N/A | #N/A | #N/A | #N/A |  |  |  | #N/A | #N/A | [6 empty] | #N/A | #N/A | #N/A | #N/A |  | #N/A |  |  |  |  | #N/A
| #N/A | #N/A | #N/A | #N/A |  |  |  | #N/A | #N/A | [6 empty] | #N/A | #N/A | #N/A | #N/A |  | #N/A |  |  |  |  | #N/A
| #N/A | #N/A | #N/A | #N/A |  |  |  | #N/A | #N/A | [6 empty] | #N/A | #N/A | #N/A | #N/A |  | #N/A |  |  |  |  | #N/A
| #N/A | #N/A | #N/A | #N/A |  |  |  | #N/A | #N/A | [6 empty] | #N/A | #N/A | #N/A | #N/A |  | #N/A |  |  |  |  | #N/A
| #N/A | #N/A | #N/A | #N/A |  |  |  | #N/A | #N/A | [6 empty] | #N/A | #N/A | #N/A | #N/A |  | #N/A |  |  |  |  | #N/A
| #N/A | #N/A | #N/A | #N/A |  |  |  | #N/A | #N/A | [6 empty] | #N/A | #N/A | #N/A | #N/A |  | #N/A |  |  |  |  | #N/A
| #N/A | #N/A | #N/A | #N/A |  |  |  | #N/A | #N/A | [6 empty] | #N/A | #N/A | #N/A | #N/A |  | #N/A |  |  |  |  | #N/A
| #N/A | #N/A | #N/A | #N/A |  |  |  | #N/A | #N/A | [6 empty] | #N/A | #N/A | #N/A | #N/A |  | #N/A |  |  |  |  | #N/A
| #N/A | #N/A | #N/A | #N/A |  |  |  | #N/A | #N/A | [6 empty] | #N/A | #N/A | #N/A | #N/A |  | #N/A |  |  |  |  | #N/A
| #N/A | #N/A | #N/A | #N/A |  |  |  | #N/A | #N/A | [6 empty] | #N/A | #N/A | #N/A | #N/A |  | #N/A |  |  |  |  | #N/A
| #N/A | #N/A | #N/A | #N/A |  |  |  | #N/A | #N/A | [6 empty] | #N/A | #N/A | #N/A | #N/A |  | #N/A |  |  |  |  | #N/A
| #N/A | #N/A | #N/A | #N/A |  |  |  | #N/A | #N/A | [6 empty] | #N/A | #N/A | #N/A | #N/A |  | #N/A |  |  |  |  | #N/A
| #N/A | #N/A | #N/A | #N/A |  |  |  | #N/A | #N/A | [6 empty] | #N/A | #N/A | #N/A | #N/A |  | #N/A |  |  |  |  | #N/A
| #N/A | #N/A | #N/A | #N/A |  |  |  | #N/A | #N/A | [6 empty] | #N/A | #N/A | #N/A | #N/A |  | #N/A |  |  |  |  | #N/A
| #N/A | #N/A | #N/A | #N/A |  |  |  | #N/A | #N/A | [6 empty] | #N/A | #N/A | #N/A | #N/A |  | #N/A |  |  |  |  | #N/A
| #N/A | #N/A | #N/A | #N/A |  |  |  | #N/A | #N/A | [6 empty] | #N/A | #N/A | #N/A | #N/A |  | #N/A |  |  |  |  | #N/A
| #N/A | #N/A | #N/A | #N/A |  |  |  | #N/A | #N/A | [6 empty] | #N/A | #N/A | #N/A | #N/A |  | #N/A |  |  |  |  | #N/A
| #N/A | #N/A | #N/A | #N/A |  |  |  | #N/A | #N/A | [6 empty] | #N/A | #N/A | #N/A | #N/A |  | #N/A |  |  |  |  | #N/A
| #N/A | #N/A | #N/A | #N/A |  |  |  | #N/A | #N/A | [6 empty] | #N/A | #N/A | #N/A | #N/A |  | #N/A |  |  |  |  | #N/A
| #N/A | #N/A | #N/A | #N/A |  |  |  | #N/A | #N/A | [6 empty] | #N/A | #N/A | #N/A | #N/A |  | #N/A |  |  |  |  | #N/A
| #N/A | #N/A | #N/A | #N/A |  |  |  | #N/A | #N/A | [6 empty] | #N/A | #N/A | #N/A | #N/A |  | #N/A |  |  |  |  | #N/A
| #N/A | #N/A | #N/A | #N/A |  |  |  | #N/A | #N/A | [6 empty] | #N/A | #N/A | #N/A | #N/A |  | #N/A |  |  |  |  | #N/A
| #N/A | #N/A | #N/A | #N/A |  |  |  | #N/A | #N/A | [6 empty] | #N/A | #N/A | #N/A | #N/A |  | #N/A |  |  |  |  | #N/A
| #N/A | #N/A | #N/A | #N/A |  |  |  | #N/A | #N/A | [6 empty] | #N/A | #N/A | #N/A | #N/A |  | #N/A |  |  |  |  | #N/A
| #N/A | #N/A | #N/A | #N/A |  |  |  | #N/A | #N/A | [6 empty] | #N/A | #N/A | #N/A | #N/A |  | #N/A |  |  |  |  | #N/A
| #N/A | #N/A | #N/A | #N/A |  |  |  | #N/A | #N/A | [6 empty] | #N/A | #N/A | #N/A | #N/A |  | #N/A |  |  |  |  | #N/A
| #N/A | #N/A | #N/A | #N/A |  |  |  | #N/A | #N/A | [6 empty] | #N/A | #N/A | #N/A | #N/A |  | #N/A |  |  |  |  | #N/A
| #N/A | #N/A | #N/A | #N/A |  |  |  | #N/A | #N/A | [6 empty] | #N/A | #N/A | #N/A | #N/A |  | #N/A |  |  |  |  | #N/A
| #N/A | #N/A | #N/A | #N/A |  |  |  | #N/A | #N/A | [6 empty] | #N/A | #N/A | #N/A | #N/A |  | #N/A |  |  |  |  | #N/A
| #N/A | #N/A | #N/A | #N/A |  |  |  | #N/A | #N/A | [6 empty] | #N/A | #N/A | #N/A | #N/A |  | #N/A |  |  |  |  | #N/A
| #N/A | #N/A | #N/A | #N/A |  |  |  | #N/A | #N/A | [6 empty] | #N/A | #N/A | #N/A | #N/A |  | #N/A |  |  |  |  | #N/A
| #N/A | #N/A | #N/A | #N/A |  |  |  | #N/A | #N/A | [6 empty] | #N/A | #N/A | #N/A | #N/A |  | #N/A |  |  |  |  | #N/A
| #N/A | #N/A | #N/A | #N/A |  |  |  | #N/A | #N/A | [6 empty] | #N/A | #N/A | #N/A | #N/A |  | #N/A |  |  |  |  | #N/A
| #N/A | #N/A | #N/A | #N/A |  |  |  | #N/A | #N/A | [6 empty] | #N/A | #N/A | #N/A | #N/A |  | #N/A |  |  |  |  | #N/A
| #N/A | #N/A | #N/A | #N/A |  |  |  | #N/A | #N/A | [6 empty] | #N/A | #N/A | #N/A | #N/A |  | #N/A |  |  |  |  | #N/A
| #N/A | #N/A | #N/A | #N/A |  |  |  | #N/A | #N/A | [6 empty] | #N/A | #N/A | #N/A | #N/A |  | #N/A |  |  |  |  | #N/A
| #N/A | #N/A | #N/A | #N/A |  |  |  | #N/A | #N/A | [6 empty] | #N/A | #N/A | #N/A | #N/A |  | #N/A |  |  |  |  | #N/A
| #N/A | #N/A | #N/A | #N/A |  |  |  | #N/A | #N/A | [6 empty] | #N/A | #N/A | #N/A | #N/A |  | #N/A |  |  |  |  | #N/A
| #N/A | #N/A | #N/A | #N/A |  |  |  | #N/A | #N/A | [6 empty] | #N/A | #N/A | #N/A | #N/A |  | #N/A |  |  |  |  | #N/A
| #N/A | #N/A | #N/A | #N/A |  |  |  | #N/A | #N/A | [6 empty] | #N/A | #N/A | #N/A | #N/A |  | #N/A |  |  |  |  | #N/A
| #N/A | #N/A | #N/A | #N/A |  |  |  | #N/A | #N/A | [6 empty] | #N/A | #N/A | #N/A | #N/A |  | #N/A |  |  |  |  | #N/A
| #N/A | #N/A | #N/A | #N/A |  |  |  | #N/A | #N/A | [6 empty] | #N/A | #N/A | #N/A | #N/A |  | #N/A |  |  |  |  | #N/A
| #N/A | #N/A | #N/A | #N/A |  |  |  | #N/A | #N/A | [6 empty] | #N/A | #N/A | #N/A | #N/A |  | #N/A |  |  |  |  | #N/A
| #N/A | #N/A | #N/A | #N/A |  |  |  | #N/A | #N/A | [6 empty] | #N/A | #N/A | #N/A | #N/A |  | #N/A |  |  |  |  | #N/A
| #N/A | #N/A | #N/A | #N/A |  |  |  | #N/A | #N/A | [6 empty] | #N/A | #N/A | #N/A | #N/A |  | #N/A |  |  |  |  | #N/A
| #N/A | #N/A | #N/A | #N/A |  |  |  | #N/A | #N/A | [6 empty] | #N/A | #N/A | #N/A | #N/A |  | #N/A |  |  |  |  | #N/A
| #N/A | #N/A | #N/A | #N/A |  |  |  | #N/A | #N/A | [6 empty] | #N/A | #N/A | #N/A | #N/A |  | #N/A |  |  |  |  | #N/A
| #N/A | #N/A | #N/A | #N/A |  |  |  | #N/A | #N/A | [6 empty] | #N/A | #N/A | #N/A | #N/A |  | #N/A |  |  |  |  | #N/A
| #N/A | #N/A | #N/A | #N/A |  |  |  | #N/A | #N/A | [6 empty] | #N/A | #N/A | #N/A | #N/A |  | #N/A |  |  |  |  | #N/A
| #N/A | #N/A | #N/A | #N/A |  |  |  | #N/A | #N/A | [6 empty] | #N/A | #N/A | #N/A | #N/A |  | #N/A |  |  |  |  | #N/A
| #N/A | #N/A | #N/A | #N/A |  |  |  | #N/A | #N/A | [6 empty] | #N/A | #N/A | #N/A | #N/A |  | #N/A |  |  |  |  | #N/A
| #N/A | #N/A | #N/A | #N/A |  |  |  | #N/A | #N/A | [6 empty] | #N/A | #N/A | #N/A | #N/A |  | #N/A |  |  |  |  | #N/A
| #N/A | #N/A | #N/A | #N/A |  |  |  | #N/A | #N/A | [6 empty] | #N/A | #N/A | #N/A | #N/A |  | #N/A |  |  |  |  | #N/A
| #N/A | #N/A | #N/A | #N/A |  |  |  | #N/A | #N/A | [6 empty] | #N/A | #N/A | #N/A | #N/A |  | #N/A |  |  |  |  | #N/A
| #N/A | #N/A | #N/A | #N/A |  |  |  | #N/A | #N/A | [6 empty] | #N/A | #N/A | #N/A | #N/A |  | #N/A |  |  |  |  | #N/A
| #N/A | #N/A | #N/A | #N/A |  |  |  | #N/A | #N/A | [6 empty] | #N/A | #N/A | #N/A | #N/A |  | #N/A |  |  |  |  | #N/A
| #N/A | #N/A | #N/A | #N/A |  |  |  | #N/A | #N/A | [6 empty] | #N/A | #N/A | #N/A | #N/A |  | #N/A |  |  |  |  | #N/A
| #N/A | #N/A | #N/A | #N/A |  |  |  | #N/A | #N/A | [6 empty] | #N/A | #N/A | #N/A | #N/A |  | #N/A |  |  |  |  | #N/A
| #N/A | #N/A | #N/A | #N/A |  |  |  | #N/A | #N/A | [6 empty] | #N/A | #N/A | #N/A | #N/A |  | #N/A |  |  |  |  | #N/A
| #N/A | #N/A | #N/A | #N/A |  |  |  | #N/A | #N/A | [6 empty] | #N/A | #N/A | #N/A | #N/A |  | #N/A |  |  |  |  | #N/A
| #N/A | #N/A | #N/A | #N/A |  |  |  | #N/A | #N/A | [6 empty] | #N/A | #N/A | #N/A | #N/A |  | #N/A |  |  |  |  | #N/A
| #N/A | #N/A | #N/A | #N/A |  |  |  | #N/A | #N/A | [6 empty] | #N/A | #N/A | #N/A | #N/A |  | #N/A |  |  |  |  | #N/A
| #N/A | #N/A | #N/A | #N/A |  |  |  | #N/A | #N/A | [6 empty] | #N/A | #N/A | #N/A | #N/A |  | #N/A |  |  |  |  | #N/A
| #N/A | #N/A | #N/A | #N/A |  |  |  | #N/A | #N/A | [6 empty] | #N/A | #N/A | #N/A | #N/A |  | #N/A |  |  |  |  | #N/A
| #N/A | #N/A | #N/A | #N/A |  |  |  | #N/A | #N/A | [6 empty] | #N/A | #N/A | #N/A | #N/A |  | #N/A |  |  |  |  | #N/A
| #N/A | #N/A | #N/A | #N/A |  |  |  | #N/A | #N/A | [6 empty] | #N/A | #N/A | #N/A | #N/A |  | #N/A |  |  |  |  | #N/A
| #N/A | #N/A | #N/A | #N/A |  |  |  | #N/A | #N/A | [6 empty] | #N/A | #N/A | #N/A | #N/A |  | #N/A |  |  |  |  | #N/A
| #N/A | #N/A | #N/A | #N/A |  |  |  | #N/A | #N/A | [6 empty] | #N/A | #N/A | #N/A | #N/A |  | #N/A |  |  |  |  | #N/A
| #N/A | #N/A | #N/A | #N/A |  |  |  | #N/A | #N/A | [6 empty] | #N/A | #N/A | #N/A | #N/A |  | #N/A |  |  |  |  | #N/A
| #N/A | #N/A | #N/A | #N/A |  |  |  | #N/A | #N/A | [6 empty] | #N/A | #N/A | #N/A | #N/A |  | #N/A |  |  |  |  | #N/A
| #N/A | #N/A | #N/A | #N/A |  |  |  | #N/A | #N/A | [6 empty] | #N/A | #N/A | #N/A | #N/A |  | #N/A |  |  |  |  | #N/A
| #N/A | #N/A | #N/A | #N/A |  |  |  | #N/A | #N/A | [6 empty] | #N/A | #N/A | #N/A | #N/A |  | #N/A |  |  |  |  | #N/A
| #N/A | #N/A | #N/A | #N/A |  |  |  | #N/A | #N/A | [6 empty] | #N/A | #N/A | #N/A | #N/A |  | #N/A |  |  |  |  | #N/A
| #N/A | #N/A | #N/A | #N/A |  |  |  | #N/A | #N/A | [6 empty] | #N/A | #N/A | #N/A | #N/A |  | #N/A |  |  |  |  | #N/A
| #N/A | #N/A | #N/A | #N/A |  |  |  | #N/A | #N/A | [6 empty] | #N/A | #N/A | #N/A | #N/A |  | #N/A |  |  |  |  | #N/A
| #N/A | #N/A | #N/A | #N/A |  |  |  | #N/A | #N/A | [6 empty] | #N/A | #N/A | #N/A | #N/A |  | #N/A |  |  |  |  | #N/A
| #N/A | #N/A | #N/A | #N/A |  |  |  | #N/A | #N/A | [6 empty] | #N/A | #N/A | #N/A | #N/A |  | #N/A |  |  |  |  | #N/A
| #N/A | #N/A | #N/A | #N/A |  |  |  | #N/A | #N/A | [6 empty] | #N/A | #N/A | #N/A | #N/A |  | #N/A |  |  |  |  | #N/A
| #N/A | #N/A | #N/A | #N/A |  |  |  | #N/A | #N/A | [6 empty] | #N/A | #N/A | #N/A | #N/A |  | #N/A |  |  |  |  | #N/A
| #N/A | #N/A | #N/A | #N/A |  |  |  | #N/A | #N/A | [6 empty] | #N/A | #N/A | #N/A | #N/A |  | #N/A |  |  |  |  | #N/A
| #N/A | #N/A | #N/A | #N/A |  |  |  | #N/A | #N/A | [6 empty] | #N/A | #N/A | #N/A | #N/A |  | #N/A |  |  |  |  | #N/A
| #N/A | #N/A | #N/A | #N/A |  |  |  | #N/A | #N/A | [6 empty] | #N/A | #N/A | #N/A | #N/A |  | #N/A |  |  |  |  | #N/A
| #N/A | #N/A | #N/A | #N/A |  |  |  | #N/A | #N/A | [6 empty] | #N/A | #N/A | #N/A | #N/A |  | #N/A |  |  |  |  | #N/A
| #N/A | #N/A | #N/A | #N/A |  |  |  | #N/A | #N/A | [6 empty] | #N/A | #N/A | #N/A | #N/A |  | #N/A |  |  |  |  | #N/A
| #N/A | #N/A | #N/A | #N/A |  |  |  | #N/A | #N/A | [6 empty] | #N/A | #N/A | #N/A | #N/A |  | #N/A |  |  |  |  | #N/A
| #N/A | #N/A | #N/A | #N/A |  |  |  | #N/A | #N/A | [6 empty] | #N/A | #N/A | #N/A | #N/A |  | #N/A |  |  |  |  | #N/A
| #N/A | #N/A | #N/A | #N/A |  |  |  | #N/A | #N/A | [6 empty] | #N/A | #N/A | #N/A | #N/A |  | #N/A |  |  |  |  | #N/A
| #N/A | #N/A | #N/A | #N/A |  |  |  | #N/A | #N/A | [6 empty] | #N/A | #N/A | #N/A | #N/A |  | #N/A |  |  |  |  | #N/A
| #N/A | #N/A | #N/A | #N/A |  |  |  | #N/A | #N/A | [6 empty] | #N/A | #N/A | #N/A | #N/A |  | #N/A |  |  |  |  | #N/A
| #N/A | #N/A | #N/A | #N/A |  |  |  | #N/A | #N/A | [6 empty] | #N/A | #N/A | #N/A | #N/A |  | #N/A |  |  |  |  | #N/A
| #N/A | #N/A | #N/A | #N/A |  |  |  | #N/A | #N/A | [6 empty] | #N/A | #N/A | #N/A | #N/A |  | #N/A |  |  |  |  | #N/A
| #N/A | #N/A | #N/A | #N/A |  |  |  | #N/A | #N/A | [6 empty] | #N/A | #N/A | #N/A | #N/A |  | #N/A |  |  |  |  | #N/A
| #N/A | #N/A | #N/A | #N/A |  |  |  | #N/A | #N/A | [6 empty] | #N/A | #N/A | #N/A | #N/A |  | #N/A |  |  |  |  | #N/A
| #N/A | #N/A | #N/A | #N/A |  |  |  | #N/A | #N/A | [6 empty] | #N/A | #N/A | #N/A | #N/A |  | #N/A |  |  |  |  | #N/A
| #N/A | #N/A | #N/A | #N/A |  |  |  | #N/A | #N/A | [6 empty] | #N/A | #N/A | #N/A | #N/A |  | #N/A |  |  |  |  | #N/A
| #N/A | #N/A | #N/A | #N/A |  |  |  | #N/A | #N/A | [6 empty] | #N/A | #N/A | #N/A | #N/A |  | #N/A |  |  |  |  | #N/A
| #N/A | #N/A | #N/A | #N/A |  |  |  | #N/A | #N/A | [6 empty] | #N/A | #N/A | #N/A | #N/A |  | #N/A |  |  |  |  | #N/A
| #N/A | #N/A | #N/A | #N/A |  |  |  | #N/A | #N/A | [6 empty] | #N/A | #N/A | #N/A | #N/A |  | #N/A |  |  |  |  | #N/A
| #N/A | #N/A | #N/A | #N/A |  |  |  | #N/A | #N/A | [6 empty] | #N/A | #N/A | #N/A | #N/A |  | #N/A |  |  |  |  | #N/A
| #N/A | #N/A | #N/A | #N/A |  |  |  | #N/A | #N/A | [6 empty] | #N/A | #N/A | #N/A | #N/A |  | #N/A |  |  |  |  | #N/A
| #N/A | #N/A | #N/A | #N/A |  |  |  | #N/A | #N/A | [6 empty] | #N/A | #N/A | #N/A | #N/A |  | #N/A |  |  |  |  | #N/A
| #N/A | #N/A | #N/A | #N/A |  |  |  | #N/A | #N/A | [6 empty] | #N/A | #N/A | #N/A | #N/A |  | #N/A |  |  |  |  | #N/A
| #N/A | #N/A | #N/A | #N/A |  |  |  | #N/A | #N/A | [6 empty] | #N/A | #N/A | #N/A | #N/A |  | #N/A |  |  |  |  | #N/A
| #N/A | #N/A | #N/A | #N/A |  |  |  | #N/A | #N/A | [6 empty] | #N/A | #N/A | #N/A | #N/A |  | #N/A |  |  |  |  | #N/A
| #N/A | #N/A | #N/A | #N/A |  |  |  | #N/A | #N/A | [6 empty] | #N/A | #N/A | #N/A | #N/A |  | #N/A |  |  |  |  | #N/A
| #N/A | #N/A | #N/A | #N/A |  |  |  | #N/A | #N/A | [6 empty] | #N/A | #N/A | #N/A | #N/A |  | #N/A |  |  |  |  | #N/A
| #N/A | #N/A | #N/A | #N/A |  |  |  | #N/A | #N/A | [6 empty] | #N/A | #N/A | #N/A | #N/A |  | #N/A |  |  |  |  | #N/A
| #N/A | #N/A | #N/A | #N/A |  |  |  | #N/A | #N/A | [6 empty] | #N/A | #N/A | #N/A | #N/A |  | #N/A |  |  |  |  | #N/A
| #N/A | #N/A | #N/A | #N/A |  |  |  | #N/A | #N/A | [6 empty] | #N/A | #N/A | #N/A | #N/A |  | #N/A |  |  |  |  | #N/A
| #N/A | #N/A | #N/A | #N/A |  |  |  | #N/A | #N/A | [6 empty] | #N/A | #N/A | #N/A | #N/A |  | #N/A |  |  |  |  | #N/A
| #N/A | #N/A | #N/A | #N/A |  |  |  | #N/A | #N/A | [6 empty] | #N/A | #N/A | #N/A | #N/A |  | #N/A |  |  |  |  | #N/A
| #N/A | #N/A | #N/A | #N/A |  |  |  | #N/A | #N/A | [6 empty] | #N/A | #N/A | #N/A | #N/A |  | #N/A |  |  |  |  | #N/A
| #N/A | #N/A | #N/A | #N/A |  |  |  | #N/A | #N/A | [6 empty] | #N/A | #N/A | #N/A | #N/A |  | #N/A |  |  |  |  | #N/A
| #N/A | #N/A | #N/A | #N/A |  |  |  | #N/A | #N/A | [6 empty] | #N/A | #N/A | #N/A | #N/A |  | #N/A |  |  |  |  | #N/A
| #N/A | #N/A | #N/A | #N/A |  |  |  | #N/A | #N/A | [6 empty] | #N/A | #N/A | #N/A | #N/A |  | #N/A |  |  |  |  | #N/A
| #N/A | #N/A | #N/A | #N/A |  |  |  | #N/A | #N/A | [6 empty] | #N/A | #N/A | #N/A | #N/A |  | #N/A |  |  |  |  | #N/A
| #N/A | #N/A | #N/A | #N/A |  |  |  | #N/A | #N/A | [6 empty] | #N/A | #N/A | #N/A | #N/A |  | #N/A |  |  |  |  | #N/A
| #N/A | #N/A | #N/A | #N/A |  |  |  | #N/A | #N/A | [6 empty] | #N/A | #N/A | #N/A | #N/A |  | #N/A |  |  |  |  | #N/A
| #N/A | #N/A | #N/A | #N/A |  |  |  | #N/A | #N/A | [6 empty] | #N/A | #N/A | #N/A | #N/A |  | #N/A |  |  |  |  | #N/A
| #N/A | #N/A | #N/A | #N/A |  |  |  | #N/A | #N/A | [6 empty] | #N/A | #N/A | #N/A | #N/A |  | #N/A |  |  |  |  | #N/A
| #N/A | #N/A | #N/A | #N/A |  |  |  | #N/A | #N/A | [6 empty] | #N/A | #N/A | #N/A | #N/A |  | #N/A |  |  |  |  | #N/A
| #N/A | #N/A | #N/A | #N/A |  |  |  | #N/A | #N/A | [6 empty] | #N/A | #N/A | #N/A | #N/A |  | #N/A |  |  |  |  | #N/A
| #N/A | #N/A | #N/A | #N/A |  |  |  | #N/A | #N/A | [6 empty] | #N/A | #N/A | #N/A | #N/A |  | #N/A |  |  |  |  | #N/A
| #N/A | #N/A | #N/A | #N/A |  |  |  | #N/A | #N/A | [6 empty] | #N/A | #N/A | #N/A | #N/A |  | #N/A |  |  |  |  | #N/A
| #N/A | #N/A | #N/A | #N/A |  |  |  | #N/A | #N/A | [6 empty] | #N/A | #N/A | #N/A | #N/A |  | #N/A |  |  |  |  | #N/A
| #N/A | #N/A | #N/A | #N/A |  |  |  | #N/A | #N/A | [6 empty] | #N/A | #N/A | #N/A | #N/A |  | #N/A |  |  |  |  | #N/A
| #N/A | #N/A | #N/A | #N/A |  |  |  | #N/A | #N/A | [6 empty] | #N/A | #N/A | #N/A | #N/A |  | #N/A |  |  |  |  | #N/A
| #N/A | #N/A | #N/A | #N/A |  |  |  | #N/A | #N/A | [6 empty] | #N/A | #N/A | #N/A | #N/A |  | #N/A |  |  |  |  | #N/A
| #N/A | #N/A | #N/A | #N/A |  |  |  | #N/A | #N/A | [6 empty] | #N/A | #N/A | #N/A | #N/A |  | #N/A |  |  |  |  | #N/A
| #N/A | #N/A | #N/A | #N/A |  |  |  | #N/A | #N/A | [6 empty] | #N/A | #N/A | #N/A | #N/A |  | #N/A |  |  |  |  | #N/A
| #N/A | #N/A | #N/A | #N/A |  |  |  | #N/A | #N/A | [6 empty] | #N/A | #N/A | #N/A | #N/A |  | #N/A |  |  |  |  | #N/A
| #N/A | #N/A | #N/A | #N/A |  |  |  | #N/A | #N/A | [6 empty] | #N/A | #N/A | #N/A | #N/A |  | #N/A |  |  |  |  | #N/A
| #N/A | #N/A | #N/A | #N/A |  |  |  | #N/A | #N/A | [6 empty] | #N/A | #N/A | #N/A | #N/A |  | #N/A |  |  |  |  | #N/A
| #N/A | #N/A | #N/A | #N/A |  |  |  | #N/A | #N/A | [6 empty] | #N/A | #N/A | #N/A | #N/A |  | #N/A |  |  |  |  | #N/A
| #N/A | #N/A | #N/A | #N/A |  |  |  | #N/A | #N/A | [6 empty] | #N/A | #N/A | #N/A | #N/A |  | #N/A |  |  |  |  | #N/A
| #N/A | #N/A | #N/A | #N/A |  |  |  | #N/A | #N/A | [6 empty] | #N/A | #N/A | #N/A | #N/A |  | #N/A |  |  |  |  | #N/A
| #N/A | #N/A | #N/A | #N/A |  |  |  | #N/A | #N/A | [6 empty] | #N/A | #N/A | #N/A | #N/A |  | #N/A |  |  |  |  | #N/A
| #N/A | #N/A | #N/A | #N/A |  |  |  | #N/A | #N/A | [6 empty] | #N/A | #N/A | #N/A | #N/A |  | #N/A |  |  |  |  | #N/A
| #N/A | #N/A | #N/A | #N/A |  |  |  | #N/A | #N/A | [6 empty] | #N/A | #N/A | #N/A | #N/A |  | #N/A |  |  |  |  | #N/A
| #N/A | #N/A | #N/A | #N/A |  |  |  | #N/A | #N/A | [6 empty] | #N/A | #N/A | #N/A | #N/A |  | #N/A |  |  |  |  | #N/A
| #N/A | #N/A | #N/A | #N/A |  |  |  | #N/A | #N/A | [6 empty] | #N/A | #N/A | #N/A | #N/A |  | #N/A |  |  |  |  | #N/A
| #N/A | #N/A | #N/A | #N/A |  |  |  | #N/A | #N/A | [6 empty] | #N/A | #N/A | #N/A | #N/A |  | #N/A |  |  |  |  | #N/A
| #N/A | #N/A | #N/A | #N/A |  |  |  | #N/A | #N/A | [6 empty] | #N/A | #N/A | #N/A | #N/A |  | #N/A |  |  |  |  | #N/A
| #N/A | #N/A | #N/A | #N/A |  |  |  | #N/A | #N/A | [6 empty] | #N/A | #N/A | #N/A | #N/A |  | #N/A |  |  |  |  | #N/A
| #N/A | #N/A | #N/A | #N/A |  |  |  | #N/A | #N/A | [6 empty] | #N/A | #N/A | #N/A | #N/A |  | #N/A |  |  |  |  | #N/A
| #N/A | #N/A | #N/A | #N/A |  |  |  | #N/A | #N/A | [6 empty] | #N/A | #N/A | #N/A | #N/A |  | #N/A |  |  |  |  | #N/A
| #N/A | #N/A | #N/A | #N/A |  |  |  | #N/A | #N/A | [6 empty] | #N/A | #N/A | #N/A | #N/A |  | #N/A |  |  |  |  | #N/A
| #N/A | #N/A | #N/A | #N/A |  |  |  | #N/A | #N/A | [6 empty] | #N/A | #N/A | #N/A | #N/A |  | #N/A |  |  |  |  | #N/A
| #N/A | #N/A | #N/A | #N/A |  |  |  | #N/A | #N/A | [6 empty] | #N/A | #N/A | #N/A | #N/A |  | #N/A |  |  |  |  | #N/A
| #N/A | #N/A | #N/A | #N/A |  |  |  | #N/A | #N/A | [6 empty] | #N/A | #N/A | #N/A | #N/A |  | #N/A |  |  |  |  | #N/A
| #N/A | #N/A | #N/A | #N/A |  |  |  | #N/A | #N/A | [6 empty] | #N/A | #N/A | #N/A | #N/A |  | #N/A |  |  |  |  | #N/A
| #N/A | #N/A | #N/A | #N/A |  |  |  | #N/A | #N/A | [6 empty] | #N/A | #N/A | #N/A | #N/A |  | #N/A |  |  |  |  | #N/A
| #N/A | #N/A | #N/A | #N/A |  |  |  | #N/A | #N/A | [6 empty] | #N/A | #N/A | #N/A | #N/A |  | #N/A |  |  |  |  | #N/A
| #N/A | #N/A | #N/A | #N/A |  |  |  | #N/A | #N/A | [6 empty] | #N/A | #N/A | #N/A | #N/A |  | #N/A |  |  |  |  | #N/A
| #N/A | #N/A | #N/A | #N/A |  |  |  | #N/A | #N/A | [6 empty] | #N/A | #N/A | #N/A | #N/A |  | #N/A |  |  |  |  | #N/A
| #N/A | #N/A | #N/A | #N/A |  |  |  | #N/A | #N/A | [6 empty] | #N/A | #N/A | #N/A | #N/A |  | #N/A |  |  |  |  | #N/A
| #N/A | #N/A | #N/A | #N/A |  |  |  | #N/A | #N/A | [6 empty] | #N/A | #N/A | #N/A | #N/A |  | #N/A |  |  |  |  | #N/A
| #N/A | #N/A | #N/A | #N/A |  |  |  | #N/A | #N/A | [6 empty] | #N/A | #N/A | #N/A | #N/A |  | #N/A |  |  |  |  | #N/A
| #N/A | #N/A | #N/A | #N/A |  |  |  | #N/A | #N/A | [6 empty] | #N/A | #N/A | #N/A | #N/A |  | #N/A |  |  |  |  | #N/A
| #N/A | #N/A | #N/A | #N/A |  |  |  | #N/A | #N/A | [6 empty] | #N/A | #N/A | #N/A | #N/A |  | #N/A |  |  |  |  | #N/A
| #N/A | #N/A | #N/A | #N/A |  |  |  | #N/A | #N/A | [6 empty] | #N/A | #N/A | #N/A | #N/A |  | #N/A |  |  |  |  | #N/A
| #N/A | #N/A | #N/A | #N/A |  |  |  | #N/A | #N/A | [6 empty] | #N/A | #N/A | #N/A | #N/A |  | #N/A |  |  |  |  | #N/A
| #N/A | #N/A | #N/A | #N/A |  |  |  | #N/A | #N/A | [6 empty] | #N/A | #N/A | #N/A | #N/A |  | #N/A |  |  |  |  | #N/A
| #N/A | #N/A | #N/A | #N/A |  |  |  | #N/A | #N/A | [6 empty] | #N/A | #N/A | #N/A | #N/A |  | #N/A |  |  |  |  | #N/A
| #N/A | #N/A | #N/A | #N/A |  |  |  | #N/A | #N/A | [6 empty] | #N/A | #N/A | #N/A | #N/A |  | #N/A |  |  |  |  | #N/A
| #N/A | #N/A | #N/A | #N/A |  |  |  | #N/A | #N/A | [6 empty] | #N/A | #N/A | #N/A | #N/A |  | #N/A |  |  |  |  | #N/A
| #N/A | #N/A | #N/A | #N/A |  |  |  | #N/A | #N/A | [6 empty] | #N/A | #N/A | #N/A | #N/A |  | #N/A |  |  |  |  | #N/A
| #N/A | #N/A | #N/A | #N/A |  |  |  | #N/A | #N/A | [6 empty] | #N/A | #N/A | #N/A | #N/A |  | #N/A |  |  |  |  | #N/A
| #N/A | #N/A | #N/A | #N/A |  |  |  | #N/A | #N/A | [6 empty] | #N/A | #N/A | #N/A | #N/A |  | #N/A |  |  |  |  | #N/A
| #N/A | #N/A | #N/A | #N/A |  |  |  | #N/A | #N/A | [6 empty] | #N/A | #N/A | #N/A | #N/A |  | #N/A |  |  |  |  | #N/A
| #N/A | #N/A | #N/A | #N/A |  |  |  | #N/A | #N/A | [6 empty] | #N/A | #N/A | #N/A | #N/A |  | #N/A |  |  |  |  | #N/A
| #N/A | #N/A | #N/A | #N/A |  |  |  | #N/A | #N/A | [6 empty] | #N/A | #N/A | #N/A | #N/A |  | #N/A |  |  |  |  | #N/A
| #N/A | #N/A | #N/A | #N/A |  |  |  | #N/A | #N/A | [6 empty] | #N/A | #N/A | #N/A | #N/A |  | #N/A |  |  |  |  | #N/A
| #N/A | #N/A | #N/A | #N/A |  |  |  | #N/A | #N/A | [6 empty] | #N/A | #N/A | #N/A | #N/A |  | #N/A |  |  |  |  | #N/A
| #N/A | #N/A | #N/A | #N/A |  |  |  | #N/A | #N/A | [6 empty] | #N/A | #N/A | #N/A | #N/A |  | #N/A |  |  |  |  | #N/A
| #N/A | #N/A | #N/A | #N/A |  |  |  | #N/A | #N/A | [6 empty] | #N/A | #N/A | #N/A | #N/A |  | #N/A |  |  |  |  | #N/A
| #N/A | #N/A | #N/A | #N/A |  |  |  | #N/A | #N/A | [6 empty] | #N/A | #N/A | #N/A | #N/A |  | #N/A |  |  |  |  | #N/A
| #N/A | #N/A | #N/A | #N/A |  |  |  | #N/A | #N/A | [6 empty] | #N/A | #N/A | #N/A | #N/A |  | #N/A |  |  |  |  | #N/A
| #N/A | #N/A | #N/A | #N/A |  |  |  | #N/A | #N/A | [6 empty] | #N/A | #N/A | #N/A | #N/A |  | #N/A |  |  |  |  | #N/A
| #N/A | #N/A | #N/A | #N/A |  |  |  | #N/A | #N/A | [6 empty] | #N/A | #N/A | #N/A | #N/A |  | #N/A |  |  |  |  | #N/A
| #N/A | #N/A | #N/A | #N/A |  |  |  | #N/A | #N/A | [6 empty] | #N/A | #N/A | #N/A | #N/A |  | #N/A |  |  |  |  | #N/A
| #N/A | #N/A | #N/A | #N/A |  |  |  | #N/A | #N/A | [6 empty] | #N/A | #N/A | #N/A | #N/A |  | #N/A |  |  |  |  | #N/A
| #N/A | #N/A | #N/A | #N/A |  |  |  | #N/A | #N/A | [6 empty] | #N/A | #N/A | #N/A | #N/A |  | #N/A |  |  |  |  | #N/A
| #N/A | #N/A | #N/A | #N/A |  |  |  | #N/A | #N/A | [6 empty] | #N/A | #N/A | #N/A | #N/A |  | #N/A |  |  |  |  | #N/A
| #N/A | #N/A | #N/A | #N/A |  |  |  | #N/A | #N/A | [6 empty] | #N/A | #N/A | #N/A | #N/A |  | #N/A |  |  |  |  | #N/A
| #N/A | #N/A | #N/A | #N/A |  |  |  | #N/A | #N/A | [6 empty] | #N/A | #N/A | #N/A | #N/A |  | #N/A |  |  |  |  | #N/A
| #N/A | #N/A | #N/A | #N/A |  |  |  | #N/A | #N/A | [6 empty] | #N/A | #N/A | #N/A | #N/A |  | #N/A |  |  |  |  | #N/A
| #N/A | #N/A | #N/A | #N/A |  |  |  | #N/A | #N/A | [6 empty] | #N/A | #N/A | #N/A | #N/A |  | #N/A |  |  |  |  | #N/A
| #N/A | #N/A | #N/A | #N/A |  |  |  | #N/A | #N/A | [6 empty] | #N/A | #N/A | #N/A | #N/A |  | #N/A |  |  |  |  | #N/A
| #N/A | #N/A | #N/A | #N/A |  |  |  | #N/A | #N/A | [6 empty] | #N/A | #N/A | #N/A | #N/A |  | #N/A |  |  |  |  | #N/A
| #N/A | #N/A | #N/A | #N/A |  |  |  | #N/A | #N/A | [6 empty] | #N/A | #N/A | #N/A | #N/A |  | #N/A |  |  |  |  | #N/A
| #N/A | #N/A | #N/A | #N/A |  |  |  | #N/A | #N/A | [6 empty] | #N/A | #N/A | #N/A | #N/A |  | #N/A |  |  |  |  | #N/A
| #N/A | #N/A | #N/A | #N/A |  |  |  | #N/A | #N/A | [6 empty] | #N/A | #N/A | #N/A | #N/A |  | #N/A |  |  |  |  | #N/A
| #N/A | #N/A | #N/A | #N/A |  |  |  | #N/A | #N/A | [6 empty] | #N/A | #N/A | #N/A | #N/A |  | #N/A |  |  |  |  | #N/A
| #N/A | #N/A | #N/A | #N/A |  |  |  | #N/A | #N/A | [6 empty] | #N/A | #N/A | #N/A | #N/A |  | #N/A |  |  |  |  | #N/A
| #N/A | #N/A | #N/A | #N/A |  |  |  | #N/A | #N/A | [6 empty] | #N/A | #N/A | #N/A | #N/A |  | #N/A |  |  |  |  | #N/A
| #N/A | #N/A | #N/A | #N/A |  |  |  | #N/A | #N/A | [6 empty] | #N/A | #N/A | #N/A | #N/A |  | #N/A |  |  |  |  | #N/A
| #N/A | #N/A | #N/A | #N/A |  |  |  | #N/A | #N/A | [6 empty] | #N/A | #N/A | #N/A | #N/A |  | #N/A |  |  |  |  | #N/A
| #N/A | #N/A | #N/A | #N/A |  |  |  | #N/A | #N/A | [6 empty] | #N/A | #N/A | #N/A | #N/A |  | #N/A |  |  |  |  | #N/A
| #N/A | #N/A | #N/A | #N/A |  |  |  | #N/A | #N/A | [6 empty] | #N/A | #N/A | #N/A | #N/A |  | #N/A |  |  |  |  | #N/A
| #N/A | #N/A | #N/A | #N/A |  |  |  | #N/A | #N/A | [6 empty] | #N/A | #N/A | #N/A | #N/A |  | #N/A |  |  |  |  | #N/A
| #N/A | #N/A | #N/A | #N/A |  |  |  | #N/A | #N/A | [6 empty] | #N/A | #N/A | #N/A | #N/A |  | #N/A |  |  |  |  | #N/A
| #N/A | #N/A | #N/A | #N/A |  |  |  | #N/A | #N/A | [6 empty] | #N/A | #N/A | #N/A | #N/A |  | #N/A |  |  |  |  | #N/A
| #N/A | #N/A | #N/A | #N/A |  |  |  | #N/A | #N/A | [6 empty] | #N/A | #N/A | #N/A | #N/A |  | #N/A |  |  |  |  | #N/A
| #N/A | #N/A | #N/A | #N/A |  |  |  | #N/A | #N/A | [6 empty] | #N/A | #N/A | #N/A | #N/A |  | #N/A |  |  |  |  | #N/A
| #N/A | #N/A | #N/A | #N/A |  |  |  | #N/A | #N/A | [6 empty] | #N/A | #N/A | #N/A | #N/A |  | #N/A |  |  |  |  | #N/A
| #N/A | #N/A | #N/A | #N/A |  |  |  | #N/A | #N/A | [6 empty] | #N/A | #N/A | #N/A | #N/A |  | #N/A |  |  |  |  | #N/A
| #N/A | #N/A | #N/A | #N/A |  |  |  | #N/A | #N/A | [6 empty] | #N/A | #N/A | #N/A | #N/A |  | #N/A |  |  |  |  | #N/A
| #N/A | #N/A | #N/A | #N/A |  |  |  | #N/A | #N/A | [6 empty] | #N/A | #N/A | #N/A | #N/A |  | #N/A |  |  |  |  | #N/A
| #N/A | #N/A | #N/A | #N/A |  |  |  | #N/A | #N/A | [6 empty] | #N/A | #N/A | #N/A | #N/A |  | #N/A |  |  |  |  | #N/A
| #N/A | #N/A | #N/A | #N/A |  |  |  | #N/A | #N/A | [6 empty] | #N/A | #N/A | #N/A | #N/A |  | #N/A |  |  |  |  | #N/A
| #N/A | #N/A | #N/A | #N/A |  |  |  | #N/A | #N/A | [6 empty] | #N/A | #N/A | #N/A | #N/A |  | #N/A |  |  |  |  | #N/A
| #N/A | #N/A | #N/A | #N/A |  |  |  | #N/A | #N/A | [6 empty] | #N/A | #N/A | #N/A | #N/A |  | #N/A |  |  |  |  | #N/A
| #N/A | #N/A | #N/A | #N/A |  |  |  | #N/A | #N/A | [6 empty] | #N/A | #N/A | #N/A | #N/A |  | #N/A |  |  |  |  | #N/A
| #N/A | #N/A | #N/A | #N/A |  |  |  | #N/A | #N/A | [6 empty] | #N/A | #N/A | #N/A | #N/A |  | #N/A |  |  |  |  | #N/A
| #N/A | #N/A | #N/A | #N/A |  |  |  | #N/A | #N/A | [6 empty] | #N/A | #N/A | #N/A | #N/A |  | #N/A |  |  |  |  | #N/A
| #N/A | #N/A | #N/A | #N/A |  |  |  | #N/A | #N/A | [6 empty] | #N/A | #N/A | #N/A | #N/A |  | #N/A |  |  |  |  | #N/A
| #N/A | #N/A | #N/A | #N/A |  |  |  | #N/A | #N/A | [6 empty] | #N/A | #N/A | #N/A | #N/A |  | #N/A |  |  |  |  | #N/A
| #N/A | #N/A | #N/A | #N/A |  |  |  | #N/A | #N/A | [6 empty] | #N/A | #N/A | #N/A | #N/A |  | #N/A |  |  |  |  | #N/A
| #N/A | #N/A | #N/A | #N/A |  |  |  | #N/A | #N/A | [6 empty] | #N/A | #N/A | #N/A | #N/A |  | #N/A |  |  |  |  | #N/A
| #N/A | #N/A | #N/A | #N/A |  |  |  | #N/A | #N/A | [6 empty] | #N/A | #N/A | #N/A | #N/A |  | #N/A |  |  |  |  | #N/A
| #N/A | #N/A | #N/A | #N/A |  |  |  | #N/A | #N/A | [6 empty] | #N/A | #N/A | #N/A | #N/A |  | #N/A |  |  |  |  | #N/A
| #N/A | #N/A | #N/A | #N/A |  |  |  | #N/A | #N/A | [6 empty] | #N/A | #N/A | #N/A | #N/A |  | #N/A |  |  |  |  | #N/A
| #N/A | #N/A | #N/A | #N/A |  |  |  | #N/A | #N/A | [6 empty] | #N/A | #N/A | #N/A | #N/A |  | #N/A |  |  |  |  | #N/A
| #N/A | #N/A | #N/A | #N/A |  |  |  | #N/A | #N/A | [6 empty] | #N/A | #N/A | #N/A | #N/A |  | #N/A |  |  |  |  | #N/A
| #N/A | #N/A | #N/A | #N/A |  |  |  | #N/A | #N/A | [6 empty] | #N/A | #N/A | #N/A | #N/A |  | #N/A |  |  |  |  | #N/A
| #N/A | #N/A | #N/A | #N/A |  |  |  | #N/A | #N/A | [6 empty] | #N/A | #N/A | #N/A | #N/A |  | #N/A |  |  |  |  | #N/A
| #N/A | #N/A | #N/A | #N/A |  |  |  | #N/A | #N/A | [6 empty] | #N/A | #N/A | #N/A | #N/A |  | #N/A |  |  |  |  | #N/A
| #N/A | #N/A | #N/A | #N/A |  |  |  | #N/A | #N/A | [6 empty] | #N/A | #N/A | #N/A | #N/A |  | #N/A |  |  |  |  | #N/A
| #N/A | #N/A | #N/A | #N/A |  |  |  | #N/A | #N/A | [6 empty] | #N/A | #N/A | #N/A | #N/A |  | #N/A |  |  |  |  | #N/A
| #N/A | #N/A | #N/A | #N/A |  |  |  | #N/A | #N/A | [6 empty] | #N/A | #N/A | #N/A | #N/A |  | #N/A |  |  |  |  | #N/A
| #N/A | #N/A | #N/A | #N/A |  |  |  | #N/A | #N/A | [6 empty] | #N/A | #N/A | #N/A | #N/A |  | #N/A |  |  |  |  | #N/A
| #N/A | #N/A | #N/A | #N/A |  |  |  | #N/A | #N/A | [6 empty] | #N/A | #N/A | #N/A | #N/A |  | #N/A |  |  |  |  | #N/A
| #N/A | #N/A | #N/A | #N/A |  |  |  | #N/A | #N/A | [6 empty] | #N/A | #N/A | #N/A | #N/A |  | #N/A |  |  |  |  | #N/A
| #N/A | #N/A | #N/A | #N/A |  |  |  | #N/A | #N/A | [6 empty] | #N/A | #N/A | #N/A | #N/A |  | #N/A |  |  |  |  | #N/A
| #N/A | #N/A | #N/A | #N/A |  |  |  | #N/A | #N/A | [6 empty] | #N/A | #N/A | #N/A | #N/A |  | #N/A |  |  |  |  | #N/A
| #N/A | #N/A | #N/A | #N/A |  |  |  | #N/A | #N/A | [6 empty] | #N/A | #N/A | #N/A | #N/A |  | #N/A |  |  |  |  | #N/A
| #N/A | #N/A | #N/A | #N/A |  |  |  | #N/A | #N/A | [6 empty] | #N/A | #N/A | #N/A | #N/A |  | #N/A |  |  |  |  | #N/A
| #N/A | #N/A | #N/A | #N/A |  |  |  | #N/A | #N/A | [6 empty] | #N/A | #N/A | #N/A | #N/A |  | #N/A |  |  |  |  | #N/A
| #N/A | #N/A | #N/A | #N/A |  |  |  | #N/A | #N/A | [6 empty] | #N/A | #N/A | #N/A | #N/A |  | #N/A |  |  |  |  | #N/A
| #N/A | #N/A | #N/A | #N/A |  |  |  | #N/A | #N/A | [6 empty] | #N/A | #N/A | #N/A | #N/A |  | #N/A |  |  |  |  | #N/A
| #N/A | #N/A | #N/A | #N/A |  |  |  | #N/A | #N/A | [6 empty] | #N/A | #N/A | #N/A | #N/A |  | #N/A |  |  |  |  | #N/A
| #N/A | #N/A | #N/A | #N/A |  |  |  | #N/A | #N/A | [6 empty] | #N/A | #N/A | #N/A | #N/A |  | #N/A |  |  |  |  | #N/A
| #N/A | #N/A | #N/A | #N/A |  |  |  | #N/A | #N/A | [6 empty] | #N/A | #N/A | #N/A | #N/A |  | #N/A |  |  |  |  | #N/A
| #N/A | #N/A | #N/A | #N/A |  |  |  | #N/A | #N/A | [6 empty] | #N/A | #N/A | #N/A | #N/A |  | #N/A |  |  |  |  | #N/A
| #N/A | #N/A | #N/A | #N/A |  |  |  | #N/A | #N/A | [6 empty] | #N/A | #N/A | #N/A | #N/A |  | #N/A |  |  |  |  | #N/A
| #N/A | #N/A | #N/A | #N/A |  |  |  | #N/A | #N/A | [6 empty] | #N/A | #N/A | #N/A | #N/A |  | #N/A |  |  |  |  | #N/A
| #N/A | #N/A | #N/A | #N/A |  |  |  | #N/A | #N/A | [6 empty] | #N/A | #N/A | #N/A | #N/A |  | #N/A |  |  |  |  | #N/A
| #N/A | #N/A | #N/A | #N/A |  |  |  | #N/A | #N/A | [6 empty] | #N/A | #N/A | #N/A | #N/A |  | #N/A |  |  |  |  | #N/A
| #N/A | #N/A | #N/A | #N/A |  |  |  | #N/A | #N/A | [6 empty] | #N/A | #N/A | #N/A | #N/A |  | #N/A |  |  |  |  | #N/A
| #N/A | #N/A | #N/A | #N/A |  |  |  | #N/A | #N/A | [6 empty] | #N/A | #N/A | #N/A | #N/A |  | #N/A |  |  |  |  | #N/A
| #N/A | #N/A | #N/A | #N/A |  |  |  | #N/A | #N/A | [6 empty] | #N/A | #N/A | #N/A | #N/A |  | #N/A |  |  |  |  | #N/A
| #N/A | #N/A | #N/A | #N/A |  |  |  | #N/A | #N/A | [6 empty] | #N/A | #N/A | #N/A | #N/A |  | #N/A |  |  |  |  | #N/A
| #N/A | #N/A | #N/A | #N/A |  |  |  | #N/A | #N/A | [6 empty] | #N/A | #N/A | #N/A | #N/A |  | #N/A |  |  |  |  | #N/A
| #N/A | #N/A | #N/A | #N/A |  |  |  | #N/A | #N/A | [6 empty] | #N/A | #N/A | #N/A | #N/A |  | #N/A |  |  |  |  | #N/A
| #N/A | #N/A | #N/A | #N/A |  |  |  | #N/A | #N/A | [6 empty] | #N/A | #N/A | #N/A | #N/A |  | #N/A |  |  |  |  | #N/A
| #N/A | #N/A | #N/A | #N/A |  |  |  | #N/A | #N/A | [6 empty] | #N/A | #N/A | #N/A | #N/A |  | #N/A |  |  |  |  | #N/A
| #N/A | #N/A | #N/A | #N/A |  |  |  | #N/A | #N/A | [6 empty] | #N/A | #N/A | #N/A | #N/A |  | #N/A |  |  |  |  | #N/A
| #N/A | #N/A | #N/A | #N/A |  |  |  | #N/A | #N/A | [6 empty] | #N/A | #N/A | #N/A | #N/A |  | #N/A |  |  |  |  | #N/A
| #N/A | #N/A | #N/A | #N/A |  |  |  | #N/A | #N/A | [6 empty] | #N/A | #N/A | #N/A | #N/A |  | #N/A |  |  |  |  | #N/A
| #N/A | #N/A | #N/A | #N/A |  |  |  | #N/A | #N/A | [6 empty] | #N/A | #N/A | #N/A | #N/A |  | #N/A |  |  |  |  | #N/A
| #N/A | #N/A | #N/A | #N/A |  |  |  | #N/A | #N/A | [6 empty] | #N/A | #N/A | #N/A | #N/A |  | #N/A |  |  |  |  | #N/A
| #N/A | #N/A | #N/A | #N/A |  |  |  | #N/A | #N/A | [6 empty] | #N/A | #N/A | #N/A | #N/A |  | #N/A |  |  |  |  | #N/A
| #N/A | #N/A | #N/A | #N/A |  |  |  | #N/A | #N/A | [6 empty] | #N/A | #N/A | #N/A | #N/A |  | #N/A |  |  |  |  | #N/A
| #N/A | #N/A | #N/A | #N/A |  |  |  | #N/A | #N/A | [6 empty] | #N/A | #N/A | #N/A | #N/A |  | #N/A |  |  |  |  | #N/A
| #N/A | #N/A | #N/A | #N/A |  |  |  | #N/A | #N/A | [6 empty] | #N/A | #N/A | #N/A | #N/A |  | #N/A |  |  |  |  | #N/A
| #N/A | #N/A | #N/A | #N/A |  |  |  | #N/A | #N/A | [6 empty] | #N/A | #N/A | #N/A | #N/A |  | #N/A |  |  |  |  | #N/A
| #N/A | #N/A | #N/A | #N/A |  |  |  | #N/A | #N/A | [6 empty] | #N/A | #N/A | #N/A | #N/A |  | #N/A |  |  |  |  | #N/A
| #N/A | #N/A | #N/A | #N/A |  |  |  | #N/A | #N/A | [6 empty] | #N/A | #N/A | #N/A | #N/A |  | #N/A |  |  |  |  | #N/A
| #N/A | #N/A | #N/A | #N/A |  |  |  | #N/A | #N/A | [6 empty] | #N/A | #N/A | #N/A | #N/A |  | #N/A |  |  |  |  | #N/A
| #N/A | #N/A | #N/A | #N/A |  |  |  | #N/A | #N/A | [6 empty] | #N/A | #N/A | #N/A | #N/A |  | #N/A |  |  |  |  | #N/A
| #N/A | #N/A | #N/A | #N/A |  |  |  | #N/A | #N/A | [6 empty] | #N/A | #N/A | #N/A | #N/A |  | #N/A |  |  |  |  | #N/A
| #N/A | #N/A | #N/A | #N/A |  |  |  | #N/A | #N/A | [6 empty] | #N/A | #N/A | #N/A | #N/A |  | #N/A |  |  |  |  | #N/A
| #N/A | #N/A | #N/A | #N/A |  |  |  | #N/A | #N/A | [6 empty] | #N/A | #N/A | #N/A | #N/A |  | #N/A |  |  |  |  | #N/A
| #N/A | #N/A | #N/A | #N/A |  |  |  | #N/A | #N/A | [6 empty] | #N/A | #N/A | #N/A | #N/A |  | #N/A |  |  |  |  | #N/A
| #N/A | #N/A | #N/A | #N/A |  |  |  | #N/A | #N/A | [6 empty] | #N/A | #N/A | #N/A | #N/A |  | #N/A |  |  |  |  | #N/A
| #N/A | #N/A | #N/A | #N/A |  |  |  | #N/A | #N/A | [6 empty] | #N/A | #N/A | #N/A | #N/A |  | #N/A |  |  |  |  | #N/A
| #N/A | #N/A | #N/A | #N/A |  |  |  | #N/A | #N/A | [6 empty] | #N/A | #N/A | #N/A | #N/A |  | #N/A |  |  |  |  | #N/A
| #N/A | #N/A | #N/A | #N/A |  |  |  | #N/A | #N/A | [6 empty] | #N/A | #N/A | #N/A | #N/A |  | #N/A |  |  |  |  | #N/A
| #N/A | #N/A | #N/A | #N/A |  |  |  | #N/A | #N/A | [6 empty] | #N/A | #N/A | #N/A | #N/A |  | #N/A |  |  |  |  | #N/A
| #N/A | #N/A | #N/A | #N/A |  |  |  | #N/A | #N/A | [6 empty] | #N/A | #N/A | #N/A | #N/A |  | #N/A |  |  |  |  | #N/A
| #N/A | #N/A | #N/A | #N/A |  |  |  | #N/A | #N/A | [6 empty] | #N/A | #N/A | #N/A | #N/A |  | #N/A |  |  |  |  | #N/A
| #N/A | #N/A | #N/A | #N/A |  |  |  | #N/A | #N/A | [6 empty] | #N/A | #N/A | #N/A | #N/A |  | #N/A |  |  |  |  | #N/A
| #N/A | #N/A | #N/A | #N/A |  |  |  | #N/A | #N/A | [6 empty] | #N/A | #N/A | #N/A | #N/A |  | #N/A |  |  |  |  | #N/A
| #N/A | #N/A | #N/A | #N/A |  |  |  | #N/A | #N/A | [6 empty] | #N/A | #N/A | #N/A | #N/A |  | #N/A |  |  |  |  | #N/A
| #N/A | #N/A | #N/A | #N/A |  |  |  | #N/A | #N/A | [6 empty] | #N/A | #N/A | #N/A | #N/A |  | #N/A |  |  |  |  | #N/A
| #N/A | #N/A | #N/A | #N/A |  |  |  | #N/A | #N/A | [6 empty] | #N/A | #N/A | #N/A | #N/A |  | #N/A |  |  |  |  | #N/A
| #N/A | #N/A | #N/A | #N/A |  |  |  | #N/A | #N/A | [6 empty] | #N/A | #N/A | #N/A | #N/A |  | #N/A |  |  |  |  | #N/A
| #N/A | #N/A | #N/A | #N/A |  |  |  | #N/A | #N/A | [6 empty] | #N/A | #N/A | #N/A | #N/A |  | #N/A |  |  |  |  | #N/A
| #N/A | #N/A | #N/A | #N/A |  |  |  | #N/A | #N/A | [6 empty] | #N/A | #N/A | #N/A | #N/A |  | #N/A |  |  |  |  | #N/A
| #N/A | #N/A | #N/A | #N/A |  |  |  | #N/A | #N/A | [6 empty] | #N/A | #N/A | #N/A | #N/A |  | #N/A |  |  |  |  | #N/A
| #N/A | #N/A | #N/A | #N/A |  |  |  | #N/A | #N/A | [6 empty] | #N/A | #N/A | #N/A | #N/A |  | #N/A |  |  |  |  | #N/A
| #N/A | #N/A | #N/A | #N/A |  |  |  | #N/A | #N/A | [6 empty] | #N/A | #N/A | #N/A | #N/A |  | #N/A |  |  |  |  | #N/A
| #N/A | #N/A | #N/A | #N/A |  |  |  | #N/A | #N/A | [6 empty] | #N/A | #N/A | #N/A | #N/A |  | #N/A |  |  |  |  | #N/A
| #N/A | #N/A | #N/A | #N/A |  |  |  | #N/A | #N/A | [6 empty] | #N/A | #N/A | #N/A | #N/A |  | #N/A |  |  |  |  | #N/A
| #N/A | #N/A | #N/A | #N/A |  |  |  | #N/A | #N/A | [6 empty] | #N/A | #N/A | #N/A | #N/A |  | #N/A |  |  |  |  | #N/A
| #N/A | #N/A | #N/A | #N/A |  |  |  | #N/A | #N/A | [6 empty] | #N/A | #N/A | #N/A | #N/A |  | #N/A |  |  |  |  | #N/A
| #N/A | #N/A | #N/A | #N/A |  |  |  | #N/A | #N/A | [6 empty] | #N/A | #N/A | #N/A | #N/A |  | #N/A |  |  |  |  | #N/A
| #N/A | #N/A | #N/A | #N/A |  |  |  | #N/A | #N/A | [6 empty] | #N/A | #N/A | #N/A | #N/A |  | #N/A |  |  |  |  | #N/A
| #N/A | #N/A | #N/A | #N/A |  |  |  | #N/A | #N/A | [6 empty] | #N/A | #N/A | #N/A | #N/A |  | #N/A |  |  |  |  | #N/A
| #N/A | #N/A | #N/A | #N/A |  |  |  | #N/A | #N/A | [6 empty] | #N/A | #N/A | #N/A | #N/A |  | #N/A |  |  |  |  | #N/A
| #N/A | #N/A | #N/A | #N/A |  |  |  | #N/A | #N/A | [6 empty] | #N/A | #N/A | #N/A | #N/A |  | #N/A |  |  |  |  | #N/A
| #N/A | #N/A | #N/A | #N/A |  |  |  | #N/A | #N/A | [6 empty] | #N/A | #N/A | #N/A | #N/A |  | #N/A |  |  |  |  | #N/A
| #N/A | #N/A | #N/A | #N/A |  |  |  | #N/A | #N/A | [6 empty] | #N/A | #N/A | #N/A | #N/A |  | #N/A |  |  |  |  | #N/A
| #N/A | #N/A | #N/A | #N/A |  |  |  | #N/A | #N/A | [6 empty] | #N/A | #N/A | #N/A | #N/A |  | #N/A |  |  |  |  | #N/A
| #N/A | #N/A | #N/A | #N/A |  |  |  | #N/A | #N/A | [6 empty] | #N/A | #N/A | #N/A | #N/A |  | #N/A |  |  |  |  | #N/A
| #N/A | #N/A | #N/A | #N/A |  |  |  | #N/A | #N/A | [6 empty] | #N/A | #N/A | #N/A | #N/A |  | #N/A |  |  |  |  | #N/A
| #N/A | #N/A | #N/A | #N/A |  |  |  | #N/A | #N/A | [6 empty] | #N/A | #N/A | #N/A | #N/A |  | #N/A |  |  |  |  | #N/A
| #N/A | #N/A | #N/A | #N/A |  |  |  | #N/A | #N/A | [6 empty] | #N/A | #N/A | #N/A | #N/A |  | #N/A |  |  |  |  | #N/A
| #N/A | #N/A | #N/A | #N/A |  |  |  | #N/A | #N/A | [6 empty] | #N/A | #N/A | #N/A | #N/A |  | #N/A |  |  |  |  | #N/A
| #N/A | #N/A | #N/A | #N/A |  |  |  | #N/A | #N/A | [6 empty] | #N/A | #N/A | #N/A | #N/A |  | #N/A |  |  |  |  | #N/A
| #N/A | #N/A | #N/A | #N/A |  |  |  | #N/A | #N/A | [6 empty] | #N/A | #N/A | #N/A | #N/A |  | #N/A |  |  |  |  | #N/A
| #N/A | #N/A | #N/A | #N/A |  |  |  | #N/A | #N/A | [6 empty] | #N/A | #N/A | #N/A | #N/A |  | #N/A |  |  |  |  | #N/A
| #N/A | #N/A | #N/A | #N/A |  |  |  | #N/A | #N/A | [6 empty] | #N/A | #N/A | #N/A | #N/A |  | #N/A |  |  |  |  | #N/A
| #N/A | #N/A | #N/A | #N/A |  |  |  | #N/A | #N/A | [6 empty] | #N/A | #N/A | #N/A | #N/A |  | #N/A |  |  |  |  | #N/A
| #N/A | #N/A | #N/A | #N/A |  |  |  | #N/A | #N/A | [6 empty] | #N/A | #N/A | #N/A | #N/A |  | #N/A |  |  |  |  | #N/A
| #N/A | #N/A | #N/A | #N/A |  |  |  | #N/A | #N/A | [6 empty] | #N/A | #N/A | #N/A | #N/A |  | #N/A |  |  |  |  | #N/A
| #N/A | #N/A | #N/A | #N/A |  |  |  | #N/A | #N/A | [6 empty] | #N/A | #N/A | #N/A | #N/A |  | #N/A |  |  |  |  | #N/A
| #N/A | #N/A | #N/A | #N/A |  |  |  | #N/A | #N/A | [6 empty] | #N/A | #N/A | #N/A | #N/A |  | #N/A |  |  |  |  | #N/A
| #N/A | #N/A | #N/A | #N/A |  |  |  | #N/A | #N/A | [6 empty] | #N/A | #N/A | #N/A | #N/A |  | #N/A |  |  |  |  | #N/A
| #N/A | #N/A | #N/A | #N/A |  |  |  | #N/A | #N/A | [6 empty] | #N/A | #N/A | #N/A | #N/A |  | #N/A |  |  |  |  | #N/A
| #N/A | #N/A | #N/A | #N/A |  |  |  | #N/A | #N/A | [6 empty] | #N/A | #N/A | #N/A | #N/A |  | #N/A |  |  |  |  | #N/A
| #N/A | #N/A | #N/A | #N/A |  |  |  | #N/A | #N/A | [6 empty] | #N/A | #N/A | #N/A | #N/A |  | #N/A |  |  |  |  | #N/A
| #N/A | #N/A | #N/A | #N/A |  |  |  | #N/A | #N/A | [6 empty] | #N/A | #N/A | #N/A | #N/A |  | #N/A |  |  |  |  | #N/A
| #N/A | #N/A | #N/A | #N/A |  |  |  | #N/A | #N/A | [6 empty] | #N/A | #N/A | #N/A | #N/A |  | #N/A |  |  |  |  | #N/A
| #N/A | #N/A | #N/A | #N/A |  |  |  | #N/A | #N/A | [6 empty] | #N/A | #N/A | #N/A | #N/A |  | #N/A |  |  |  |  | #N/A
| #N/A | #N/A | #N/A | #N/A |  |  |  | #N/A | #N/A | [6 empty] | #N/A | #N/A | #N/A | #N/A |  | #N/A |  |  |  |  | #N/A
| #N/A | #N/A | #N/A | #N/A |  |  |  | #N/A | #N/A | [6 empty] | #N/A | #N/A | #N/A | #N/A |  | #N/A |  |  |  |  | #N/A
| #N/A | #N/A | #N/A | #N/A |  |  |  | #N/A | #N/A | [6 empty] | #N/A | #N/A | #N/A | #N/A |  | #N/A |  |  |  |  | #N/A
| #N/A | #N/A | #N/A | #N/A |  |  |  | #N/A | #N/A | [6 empty] | #N/A | #N/A | #N/A | #N/A |  | #N/A |  |  |  |  | #N/A
| #N/A | #N/A | #N/A | #N/A |  |  |  | #N/A | #N/A | [6 empty] | #N/A | #N/A | #N/A | #N/A |  | #N/A |  |  |  |  | #N/A
| #N/A | #N/A | #N/A | #N/A |  |  |  | #N/A | #N/A | [6 empty] | #N/A | #N/A | #N/A | #N/A |  | #N/A |  |  |  |  | #N/A
| #N/A | #N/A | #N/A | #N/A |  |  |  | #N/A | #N/A | [6 empty] | #N/A | #N/A | #N/A | #N/A |  | #N/A |  |  |  |  | #N/A
| #N/A | #N/A | #N/A | #N/A |  |  |  | #N/A | #N/A | [6 empty] | #N/A | #N/A | #N/A | #N/A |  | #N/A |  |  |  |  | #N/A
| #N/A | #N/A | #N/A | #N/A |  |  |  | #N/A | #N/A | [6 empty] | #N/A | #N/A | #N/A | #N/A |  | #N/A |  |  |  |  | #N/A
| #N/A | #N/A | #N/A | #N/A |  |  |  | #N/A | #N/A | [6 empty] | #N/A | #N/A | #N/A | #N/A |  | #N/A |  |  |  |  | #N/A
| #N/A | #N/A | #N/A | #N/A |  |  |  | #N/A | #N/A | [6 empty] | #N/A | #N/A | #N/A | #N/A |  | #N/A |  |  |  |  | #N/A
| #N/A | #N/A | #N/A | #N/A |  |  |  | #N/A | #N/A | [6 empty] | #N/A | #N/A | #N/A | #N/A |  | #N/A |  |  |  |  | #N/A
| #N/A | #N/A | #N/A | #N/A |  |  |  | #N/A | #N/A | [6 empty] | #N/A | #N/A | #N/A | #N/A |  | #N/A |  |  |  |  | #N/A
| #N/A | #N/A | #N/A | #N/A |  |  |  | #N/A | #N/A | [6 empty] | #N/A | #N/A | #N/A | #N/A |  | #N/A |  |  |  |  | #N/A
| #N/A | #N/A | #N/A | #N/A |  |  |  | #N/A | #N/A | [6 empty] | #N/A | #N/A | #N/A | #N/A |  | #N/A |  |  |  |  | #N/A
| #N/A | #N/A | #N/A | #N/A |  |  |  | #N/A | #N/A | [6 empty] | #N/A | #N/A | #N/A | #N/A |  | #N/A |  |  |  |  | #N/A
| #N/A | #N/A | #N/A | #N/A |  |  |  | #N/A | #N/A | [6 empty] | #N/A | #N/A | #N/A | #N/A |  | #N/A |  |  |  |  | #N/A
| #N/A | #N/A | #N/A | #N/A |  |  |  | #N/A | #N/A | [6 empty] | #N/A | #N/A | #N/A | #N/A |  | #N/A |  |  |  |  | #N/A
| #N/A | #N/A | #N/A | #N/A |  |  |  | #N/A | #N/A | [6 empty] | #N/A | #N/A | #N/A | #N/A |  | #N/A |  |  |  |  | #N/A
| #N/A | #N/A | #N/A | #N/A |  |  |  | #N/A | #N/A | [6 empty] | #N/A | #N/A | #N/A | #N/A |  | #N/A |  |  |  |  | #N/A
| #N/A | #N/A | #N/A | #N/A |  |  |  | #N/A | #N/A | [6 empty] | #N/A | #N/A | #N/A | #N/A |  | #N/A |  |  |  |  | #N/A
| #N/A | #N/A | #N/A | #N/A |  |  |  | #N/A | #N/A | [6 empty] | #N/A | #N/A | #N/A | #N/A |  | #N/A |  |  |  |  | #N/A
| #N/A | #N/A | #N/A | #N/A |  |  |  | #N/A | #N/A | [6 empty] | #N/A | #N/A | #N/A | #N/A |  | #N/A |  |  |  |  | #N/A
| #N/A | #N/A | #N/A | #N/A |  |  |  | #N/A | #N/A | [6 empty] | #N/A | #N/A | #N/A | #N/A |  | #N/A |  |  |  |  | #N/A
| #N/A | #N/A | #N/A | #N/A |  |  |  | #N/A | #N/A | [6 empty] | #N/A | #N/A | #N/A | #N/A |  | #N/A |  |  |  |  | #N/A
| #N/A | #N/A | #N/A | #N/A |  |  |  | #N/A | #N/A | [6 empty] | #N/A | #N/A | #N/A | #N/A |  | #N/A |  |  |  |  | #N/A
| #N/A | #N/A | #N/A | #N/A |  |  |  | #N/A | #N/A | [6 empty] | #N/A | #N/A | #N/A | #N/A |  | #N/A |  |  |  |  | #N/A
| #N/A | #N/A | #N/A | #N/A |  |  |  | #N/A | #N/A | [6 empty] | #N/A | #N/A | #N/A | #N/A |  | #N/A |  |  |  |  | #N/A
| #N/A | #N/A | #N/A | #N/A |  |  |  | #N/A | #N/A | [6 empty] | #N/A | #N/A | #N/A | #N/A |  | #N/A |  |  |  |  | #N/A
| #N/A | #N/A | #N/A | #N/A |  |  |  | #N/A | #N/A | [6 empty] | #N/A | #N/A | #N/A | #N/A |  | #N/A |  |  |  |  | #N/A
| #N/A | #N/A | #N/A | #N/A |  |  |  | #N/A | #N/A | [6 empty] | #N/A | #N/A | #N/A | #N/A |  | #N/A |  |  |  |  | #N/A
| #N/A | #N/A | #N/A | #N/A |  |  |  | #N/A | #N/A | [6 empty] | #N/A | #N/A | #N/A | #N/A |  | #N/A |  |  |  |  | #N/A
| #N/A | #N/A | #N/A | #N/A |  |  |  | #N/A | #N/A | [6 empty] | #N/A | #N/A | #N/A | #N/A |  | #N/A |  |  |  |  | #N/A
| #N/A | #N/A | #N/A | #N/A |  |  |  | #N/A | #N/A | [6 empty] | #N/A | #N/A | #N/A | #N/A |  | #N/A |  |  |  |  | #N/A
| #N/A | #N/A | #N/A | #N/A |  |  |  | #N/A | #N/A | [6 empty] | #N/A | #N/A | #N/A | #N/A |  | #N/A |  |  |  |  | #N/A
| #N/A | #N/A | #N/A | #N/A |  |  |  | #N/A | #N/A | [6 empty] | #N/A | #N/A | #N/A | #N/A |  | #N/A |  |  |  |  | #N/A
| #N/A | #N/A | #N/A | #N/A |  |  |  | #N/A | #N/A | [6 empty] | #N/A | #N/A | #N/A | #N/A |  | #N/A |  |  |  |  | #N/A
| #N/A | #N/A | #N/A | #N/A |  |  |  | #N/A | #N/A | [6 empty] | #N/A | #N/A | #N/A | #N/A |  | #N/A |  |  |  |  | #N/A
| #N/A | #N/A | #N/A | #N/A |  |  |  | #N/A | #N/A | [6 empty] | #N/A | #N/A | #N/A | #N/A |  | #N/A |  |  |  |  | #N/A
| #N/A | #N/A | #N/A | #N/A |  |  |  | #N/A | #N/A | [6 empty] | #N/A | #N/A | #N/A | #N/A |  | #N/A |  |  |  |  | #N/A
| #N/A | #N/A | #N/A | #N/A |  |  |  | #N/A | #N/A | [6 empty] | #N/A | #N/A | #N/A | #N/A |  | #N/A |  |  |  |  | #N/A
| #N/A | #N/A | #N/A | #N/A |  |  |  | #N/A | #N/A | [6 empty] | #N/A | #N/A | #N/A | #N/A |  | #N/A |  |  |  |  | #N/A
| #N/A | #N/A | #N/A | #N/A |  |  |  | #N/A | #N/A | [6 empty] | #N/A | #N/A | #N/A | #N/A |  | #N/A |  |  |  |  | #N/A
| #N/A | #N/A | #N/A | #N/A |  |  |  | #N/A | #N/A | [6 empty] | #N/A | #N/A | #N/A | #N/A |  | #N/A |  |  |  |  | #N/A
| #N/A | #N/A | #N/A | #N/A |  |  |  | #N/A | #N/A | [6 empty] | #N/A | #N/A | #N/A | #N/A |  | #N/A |  |  |  |  | #N/A
| #N/A | #N/A | #N/A | #N/A |  |  |  | #N/A | #N/A | [6 empty] | #N/A | #N/A | #N/A | #N/A |  | #N/A |  |  |  |  | #N/A
| #N/A | #N/A | #N/A | #N/A |  |  |  | #N/A | #N/A | [6 empty] | #N/A | #N/A | #N/A | #N/A |  | #N/A |  |  |  |  | #N/A
| #N/A | #N/A | #N/A | #N/A |  |  |  | #N/A | #N/A | [6 empty] | #N/A | #N/A | #N/A | #N/A |  | #N/A |  |  |  |  | #N/A
| #N/A | #N/A | #N/A | #N/A |  |  |  | #N/A | #N/A | [6 empty] | #N/A | #N/A | #N/A | #N/A |  | #N/A |  |  |  |  | #N/A
| #N/A | #N/A | #N/A | #N/A |  |  |  | #N/A | #N/A | [6 empty] | #N/A | #N/A | #N/A | #N/A |  | #N/A |  |  |  |  | #N/A
| #N/A | #N/A | #N/A | #N/A |  |  |  | #N/A | #N/A | [6 empty] | #N/A | #N/A | #N/A | #N/A |  | #N/A |  |  |  |  | #N/A
| #N/A | #N/A | #N/A | #N/A |  |  |  | #N/A | #N/A | [6 empty] | #N/A | #N/A | #N/A | #N/A |  | #N/A |  |  |  |  | #N/A
| #N/A | #N/A | #N/A | #N/A |  |  |  | #N/A | #N/A | [6 empty] | #N/A | #N/A | #N/A | #N/A |  | #N/A |  |  |  |  | #N/A
| #N/A | #N/A | #N/A | #N/A |  |  |  | #N/A | #N/A | [6 empty] | #N/A | #N/A | #N/A | #N/A |  | #N/A |  |  |  |  | #N/A
| #N/A | #N/A | #N/A | #N/A |  |  |  | #N/A | #N/A | [6 empty] | #N/A | #N/A | #N/A | #N/A |  | #N/A |  |  |  |  | #N/A
| #N/A | #N/A | #N/A | #N/A |  |  |  | #N/A | #N/A | [6 empty] | #N/A | #N/A | #N/A | #N/A |  | #N/A |  |  |  |  | #N/A
| #N/A | #N/A | #N/A | #N/A |  |  |  | #N/A | #N/A | [6 empty] | #N/A | #N/A | #N/A | #N/A |  | #N/A |  |  |  |  | #N/A
| #N/A | #N/A | #N/A | #N/A |  |  |  | #N/A | #N/A | [6 empty] | #N/A | #N/A | #N/A | #N/A |  | #N/A |  |  |  |  | #N/A
| #N/A | #N/A | #N/A | #N/A |  |  |  | #N/A | #N/A | [6 empty] | #N/A | #N/A | #N/A | #N/A |  | #N/A |  |  |  |  | #N/A
| #N/A | #N/A | #N/A | #N/A |  |  |  | #N/A | #N/A | [6 empty] | #N/A | #N/A | #N/A | #N/A |  | #N/A |  |  |  |  | #N/A
| #N/A | #N/A | #N/A | #N/A |  |  |  | #N/A | #N/A | [6 empty] | #N/A | #N/A | #N/A | #N/A |  | #N/A |  |  |  |  | #N/A
| #N/A | #N/A | #N/A | #N/A |  |  |  | #N/A | #N/A | [6 empty] | #N/A | #N/A | #N/A | #N/A |  | #N/A |  |  |  |  | #N/A
| #N/A | #N/A | #N/A | #N/A |  |  |  | #N/A | #N/A | [6 empty] | #N/A | #N/A | #N/A | #N/A |  | #N/A |  |  |  |  | #N/A
| #N/A | #N/A | #N/A | #N/A |  |  |  | #N/A | #N/A | [6 empty] | #N/A | #N/A | #N/A | #N/A |  | #N/A |  |  |  |  | #N/A
| #N/A | #N/A | #N/A | #N/A |  |  |  | #N/A | #N/A | [6 empty] | #N/A | #N/A | #N/A | #N/A |  | #N/A |  |  |  |  | #N/A
| #N/A | #N/A | #N/A | #N/A |  |  |  | #N/A | #N/A | [6 empty] | #N/A | #N/A | #N/A | #N/A |  | #N/A |  |  |  |  | #N/A
| #N/A | #N/A | #N/A | #N/A |  |  |  | #N/A | #N/A | [6 empty] | #N/A | #N/A | #N/A | #N/A |  | #N/A |  |  |  |  | #N/A
| #N/A | #N/A | #N/A | #N/A |  |  |  | #N/A | #N/A | [6 empty] | #N/A | #N/A | #N/A | #N/A |  | #N/A |  |  |  |  | #N/A
| #N/A | #N/A | #N/A | #N/A |  |  |  | #N/A | #N/A | [6 empty] | #N/A | #N/A | #N/A | #N/A |  | #N/A |  |  |  |  | #N/A
| #N/A | #N/A | #N/A | #N/A |  |  |  | #N/A | #N/A | [6 empty] | #N/A | #N/A | #N/A | #N/A |  | #N/A |  |  |  |  | #N/A
| #N/A | #N/A | #N/A | #N/A |  |  |  | #N/A | #N/A | [6 empty] | #N/A | #N/A | #N/A | #N/A |  | #N/A |  |  |  |  | #N/A
| #N/A | #N/A | #N/A | #N/A |  |  |  | #N/A | #N/A | [6 empty] | #N/A | #N/A | #N/A | #N/A |  | #N/A |  |  |  |  | #N/A
| #N/A | #N/A | #N/A | #N/A |  |  |  | #N/A | #N/A | [6 empty] | #N/A | #N/A | #N/A | #N/A |  | #N/A |  |  |  |  | #N/A
| #N/A | #N/A | #N/A | #N/A |  |  |  | #N/A | #N/A | [6 empty] | #N/A | #N/A | #N/A | #N/A |  | #N/A |  |  |  |  | #N/A
| #N/A | #N/A | #N/A | #N/A |  |  |  | #N/A | #N/A | [6 empty] | #N/A | #N/A | #N/A | #N/A |  | #N/A |  |  |  |  | #N/A
| #N/A | #N/A | #N/A | #N/A |  |  |  | #N/A | #N/A | [6 empty] | #N/A | #N/A | #N/A | #N/A |  | #N/A |  |  |  |  | #N/A
| #N/A | #N/A | #N/A | #N/A |  |  |  | #N/A | #N/A | [6 empty] | #N/A | #N/A | #N/A | #N/A |  | #N/A |  |  |  |  | #N/A
| #N/A | #N/A | #N/A | #N/A |  |  |  | #N/A | #N/A | [6 empty] | #N/A | #N/A | #N/A | #N/A |  | #N/A |  |  |  |  | #N/A
| #N/A | #N/A | #N/A | #N/A |  |  |  | #N/A | #N/A | [6 empty] | #N/A | #N/A | #N/A | #N/A |  | #N/A |  |  |  |  | #N/A
| #N/A | #N/A | #N/A | #N/A |  |  |  | #N/A | #N/A | [6 empty] | #N/A | #N/A | #N/A | #N/A |  | #N/A |  |  |  |  | #N/A
| #N/A | #N/A | #N/A | #N/A |  |  |  | #N/A | #N/A | [6 empty] | #N/A | #N/A | #N/A | #N/A |  | #N/A |  |  |  |  | #N/A
| #N/A | #N/A | #N/A | #N/A |  |  |  | #N/A | #N/A | [6 empty] | #N/A | #N/A | #N/A | #N/A |  | #N/A |  |  |  |  | #N/A
| #N/A | #N/A | #N/A | #N/A |  |  |  | #N/A | #N/A | [6 empty] | #N/A | #N/A | #N/A | #N/A |  | #N/A |  |  |  |  | #N/A
| #N/A | #N/A | #N/A | #N/A |  |  |  | #N/A | #N/A | [6 empty] | #N/A | #N/A | #N/A | #N/A |  | #N/A |  |  |  |  | #N/A
| #N/A | #N/A | #N/A | #N/A |  |  |  | #N/A | #N/A | [6 empty] | #N/A | #N/A | #N/A | #N/A |  | #N/A |  |  |  |  | #N/A
| #N/A | #N/A | #N/A | #N/A |  |  |  | #N/A | #N/A | [6 empty] | #N/A | #N/A | #N/A | #N/A |  | #N/A |  |  |  |  | #N/A
| #N/A | #N/A | #N/A | #N/A |  |  |  | #N/A | #N/A | [6 empty] | #N/A | #N/A | #N/A | #N/A |  | #N/A |  |  |  |  | #N/A
| #N/A | #N/A | #N/A | #N/A |  |  |  | #N/A | #N/A | [6 empty] | #N/A | #N/A | #N/A | #N/A |  | #N/A |  |  |  |  | #N/A
| #N/A | #N/A | #N/A | #N/A |  |  |  | #N/A | #N/A | [6 empty] | #N/A | #N/A | #N/A | #N/A |  | #N/A |  |  |  |  | #N/A
| #N/A | #N/A | #N/A | #N/A |  |  |  | #N/A | #N/A | [6 empty] | #N/A | #N/A | #N/A | #N/A |  | #N/A |  |  |  |  | #N/A
| #N/A | #N/A | #N/A | #N/A |  |  |  | #N/A | #N/A | [6 empty] | #N/A | #N/A | #N/A | #N/A |  | #N/A |  |  |  |  | #N/A
| #N/A | #N/A | #N/A | #N/A |  |  |  | #N/A | #N/A | [6 empty] | #N/A | #N/A | #N/A | #N/A |  | #N/A |  |  |  |  | #N/A
| #N/A | #N/A | #N/A | #N/A |  |  |  | #N/A | #N/A | [6 empty] | #N/A | #N/A | #N/A | #N/A |  | #N/A |  |  |  |  | #N/A
| #N/A | #N/A | #N/A | #N/A |  |  |  | #N/A | #N/A | [6 empty] | #N/A | #N/A | #N/A | #N/A |  | #N/A |  |  |  |  | #N/A
| #N/A | #N/A | #N/A | #N/A |  |  |  | #N/A | #N/A | [6 empty] | #N/A | #N/A | #N/A | #N/A |  | #N/A |  |  |  |  | #N/A
| #N/A | #N/A | #N/A | #N/A |  |  |  | #N/A | #N/A | [6 empty] | #N/A | #N/A | #N/A | #N/A |  | #N/A |  |  |  |  | #N/A
| #N/A | #N/A | #N/A | #N/A |  |  |  | #N/A | #N/A | [6 empty] | #N/A | #N/A | #N/A | #N/A |  | #N/A |  |  |  |  | #N/A
| #N/A | #N/A | #N/A | #N/A |  |  |  | #N/A | #N/A | [6 empty] | #N/A | #N/A | #N/A | #N/A |  | #N/A |  |  |  |  | #N/A
| #N/A | #N/A | #N/A | #N/A |  |  |  | #N/A | #N/A | [6 empty] | #N/A | #N/A | #N/A | #N/A |  | #N/A |  |  |  |  | #N/A
| #N/A | #N/A | #N/A | #N/A |  |  |  | #N/A | #N/A | [6 empty] | #N/A | #N/A | #N/A | #N/A |  | #N/A |  |  |  |  | #N/A
| #N/A | #N/A | #N/A | #N/A |  |  |  | #N/A | #N/A | [6 empty] | #N/A | #N/A | #N/A | #N/A |  | #N/A |  |  |  |  | #N/A
| #N/A | #N/A | #N/A | #N/A |  |  |  | #N/A | #N/A | [6 empty] | #N/A | #N/A | #N/A | #N/A |  | #N/A |  |  |  |  | #N/A
| #N/A | #N/A | #N/A | #N/A |  |  |  | #N/A | #N/A | [6 empty] | #N/A | #N/A | #N/A | #N/A |  | #N/A |  |  |  |  | #N/A
| #N/A | #N/A | #N/A | #N/A |  |  |  | #N/A | #N/A | [6 empty] | #N/A | #N/A | #N/A | #N/A |  | #N/A |  |  |  |  | #N/A
| #N/A | #N/A | #N/A | #N/A |  |  |  | #N/A | #N/A | [6 empty] | #N/A | #N/A | #N/A | #N/A |  | #N/A |  |  |  |  | #N/A
| #N/A | #N/A | #N/A | #N/A |  |  |  | #N/A | #N/A | [6 empty] | #N/A | #N/A | #N/A | #N/A |  | #N/A |  |  |  |  | #N/A
| #N/A | #N/A | #N/A | #N/A |  |  |  | #N/A | #N/A | [6 empty] | #N/A | #N/A | #N/A | #N/A |  | #N/A |  |  |  |  | #N/A
| #N/A | #N/A | #N/A | #N/A |  |  |  | #N/A | #N/A | [6 empty] | #N/A | #N/A | #N/A | #N/A |  | #N/A |  |  |  |  | #N/A
| #N/A | #N/A | #N/A | #N/A |  |  |  | #N/A | #N/A | [6 empty] | #N/A | #N/A | #N/A | #N/A |  | #N/A |  |  |  |  | #N/A
| #N/A | #N/A | #N/A | #N/A |  |  |  | #N/A | #N/A | [6 empty] | #N/A | #N/A | #N/A | #N/A |  | #N/A |  |  |  |  | #N/A
| #N/A | #N/A | #N/A | #N/A |  |  |  | #N/A | #N/A | [6 empty] | #N/A | #N/A | #N/A | #N/A |  | #N/A |  |  |  |  | #N/A
| #N/A | #N/A | #N/A | #N/A |  |  |  | #N/A | #N/A | [6 empty] | #N/A | #N/A | #N/A | #N/A |  | #N/A |  |  |  |  | #N/A
| #N/A | #N/A | #N/A | #N/A |  |  |  | #N/A | #N/A | [6 empty] | #N/A | #N/A | #N/A | #N/A |  | #N/A |  |  |  |  | #N/A
| #N/A | #N/A | #N/A | #N/A |  |  |  | #N/A | #N/A | [6 empty] | #N/A | #N/A | #N/A | #N/A |  | #N/A |  |  |  |  | #N/A
| #N/A | #N/A | #N/A | #N/A |  |  |  | #N/A | #N/A | [6 empty] | #N/A | #N/A | #N/A | #N/A |  | #N/A |  |  |  |  | #N/A
| #N/A | #N/A | #N/A | #N/A |  |  |  | #N/A | #N/A | [6 empty] | #N/A | #N/A | #N/A | #N/A |  | #N/A |  |  |  |  | #N/A
| #N/A | #N/A | #N/A | #N/A |  |  |  | #N/A | #N/A | [6 empty] | #N/A | #N/A | #N/A | #N/A |  | #N/A |  |  |  |  | #N/A
| #N/A | #N/A | #N/A | #N/A |  |  |  | #N/A | #N/A | [6 empty] | #N/A | #N/A | #N/A | #N/A |  | #N/A |  |  |  |  | #N/A
| #N/A | #N/A | #N/A | #N/A |  |  |  | #N/A | #N/A | [6 empty] | #N/A | #N/A | #N/A | #N/A |  | #N/A |  |  |  |  | #N/A
| #N/A | #N/A | #N/A | #N/A |  |  |  | #N/A | #N/A | [6 empty] | #N/A | #N/A | #N/A | #N/A |  | #N/A |  |  |  |  | #N/A
| #N/A | #N/A | #N/A | #N/A |  |  |  | #N/A | #N/A | [6 empty] | #N/A | #N/A | #N/A | #N/A |  | #N/A |  |  |  |  | #N/A
| #N/A | #N/A | #N/A | #N/A |  |  |  | #N/A | #N/A | [6 empty] | #N/A | #N/A | #N/A | #N/A |  | #N/A |  |  |  |  | #N/A
| #N/A | #N/A | #N/A | #N/A |  |  |  | #N/A | #N/A | [6 empty] | #N/A | #N/A | #N/A | #N/A |  | #N/A |  |  |  |  | #N/A
| #N/A | #N/A | #N/A | #N/A |  |  |  | #N/A | #N/A | [6 empty] | #N/A | #N/A | #N/A | #N/A |  | #N/A |  |  |  |  | #N/A
| #N/A | #N/A | #N/A | #N/A |  |  |  | #N/A | #N/A | [6 empty] | #N/A | #N/A | #N/A | #N/A |  | #N/A |  |  |  |  | #N/A
| #N/A | #N/A | #N/A | #N/A |  |  |  | #N/A | #N/A | [6 empty] | #N/A | #N/A | #N/A | #N/A |  | #N/A |  |  |  |  | #N/A
| #N/A | #N/A | #N/A | #N/A |  |  |  | #N/A | #N/A | [6 empty] | #N/A | #N/A | #N/A | #N/A |  | #N/A |  |  |  |  | #N/A
| #N/A | #N/A | #N/A | #N/A |  |  |  | #N/A | #N/A | [6 empty] | #N/A | #N/A | #N/A | #N/A |  | #N/A |  |  |  |  | #N/A
| #N/A | #N/A | #N/A | #N/A |  |  |  | #N/A | #N/A | [6 empty] | #N/A | #N/A | #N/A | #N/A |  | #N/A |  |  |  |  | #N/A
| #N/A | #N/A | #N/A | #N/A |  |  |  | #N/A | #N/A | [6 empty] | #N/A | #N/A | #N/A | #N/A |  | #N/A |  |  |  |  | #N/A
| #N/A | #N/A | #N/A | #N/A |  |  |  | #N/A | #N/A | [6 empty] | #N/A | #N/A | #N/A | #N/A |  | #N/A |  |  |  |  | #N/A
| #N/A | #N/A | #N/A | #N/A |  |  |  | #N/A | #N/A | [6 empty] | #N/A | #N/A | #N/A | #N/A |  | #N/A |  |  |  |  | #N/A
| #N/A | #N/A | #N/A | #N/A |  |  |  | #N/A | #N/A | [6 empty] | #N/A | #N/A | #N/A | #N/A |  | #N/A |  |  |  |  | #N/A
| #N/A | #N/A | #N/A | #N/A |  |  |  | #N/A | #N/A | [6 empty] | #N/A | #N/A | #N/A | #N/A |  | #N/A |  |  |  |  | #N/A
| #N/A | #N/A | #N/A | #N/A |  |  |  | #N/A | #N/A | [6 empty] | #N/A | #N/A | #N/A | #N/A |  | #N/A |  |  |  |  | #N/A
| #N/A | #N/A | #N/A | #N/A |  |  |  | #N/A | #N/A | [6 empty] | #N/A | #N/A | #N/A | #N/A |  | #N/A |  |  |  |  | #N/A
| #N/A | #N/A | #N/A | #N/A |  |  |  | #N/A | #N/A | [6 empty] | #N/A | #N/A | #N/A | #N/A |  | #N/A |  |  |  |  | #N/A
| #N/A | #N/A | #N/A | #N/A |  |  |  | #N/A | #N/A | [6 empty] | #N/A | #N/A | #N/A | #N/A |  | #N/A |  |  |  |  | #N/A
| #N/A | #N/A | #N/A | #N/A |  |  |  | #N/A | #N/A | [6 empty] | #N/A | #N/A | #N/A | #N/A |  | #N/A |  |  |  |  | #N/A
| #N/A | #N/A | #N/A | #N/A |  |  |  | #N/A | #N/A | [6 empty] | #N/A | #N/A | #N/A | #N/A |  | #N/A |  |  |  |  | #N/A
| #N/A | #N/A | #N/A | #N/A |  |  |  | #N/A | #N/A | [6 empty] | #N/A | #N/A | #N/A | #N/A |  | #N/A |  |  |  |  | #N/A
| #N/A | #N/A | #N/A | #N/A |  |  |  | #N/A | #N/A | [6 empty] | #N/A | #N/A | #N/A | #N/A |  | #N/A |  |  |  |  | #N/A
| #N/A | #N/A | #N/A | #N/A |  |  |  | #N/A | #N/A | [6 empty] | #N/A | #N/A | #N/A | #N/A |  | #N/A |  |  |  |  | #N/A
| #N/A | #N/A | #N/A | #N/A |  |  |  | #N/A | #N/A | [6 empty] | #N/A | #N/A | #N/A | #N/A |  | #N/A |  |  |  |  | #N/A
| #N/A | #N/A | #N/A | #N/A |  |  |  | #N/A | #N/A | [6 empty] | #N/A | #N/A | #N/A | #N/A |  | #N/A |  |  |  |  | #N/A
| #N/A | #N/A | #N/A | #N/A |  |  |  | #N/A | #N/A | [6 empty] | #N/A | #N/A | #N/A | #N/A |  | #N/A |  |  |  |  | #N/A
| #N/A | #N/A | #N/A | #N/A |  |  |  | #N/A | #N/A | [6 empty] | #N/A | #N/A | #N/A | #N/A |  | #N/A |  |  |  |  | #N/A
| #N/A | #N/A | #N/A | #N/A |  |  |  | #N/A | #N/A | [6 empty] | #N/A | #N/A | #N/A | #N/A |  | #N/A |  |  |  |  | #N/A
| #N/A | #N/A | #N/A | #N/A |  |  |  | #N/A | #N/A | [6 empty] | #N/A | #N/A | #N/A | #N/A |  | #N/A |  |  |  |  | #N/A
| #N/A | #N/A | #N/A | #N/A |  |  |  | #N/A | #N/A | [6 empty] | #N/A | #N/A | #N/A | #N/A |  | #N/A |  |  |  |  | #N/A
| #N/A | #N/A | #N/A | #N/A |  |  |  | #N/A | #N/A | [6 empty] | #N/A | #N/A | #N/A | #N/A |  | #N/A |  |  |  |  | #N/A
| #N/A | #N/A | #N/A | #N/A |  |  |  | #N/A | #N/A | [6 empty] | #N/A | #N/A | #N/A | #N/A |  | #N/A |  |  |  |  | #N/A
| #N/A | #N/A | #N/A | #N/A |  |  |  | #N/A | #N/A | [6 empty] | #N/A | #N/A | #N/A | #N/A |  | #N/A |  |  |  |  | #N/A
| #N/A | #N/A | #N/A | #N/A |  |  |  | #N/A | #N/A | [6 empty] | #N/A | #N/A | #N/A | #N/A |  | #N/A |  |  |  |  | #N/A
| #N/A | #N/A | #N/A | #N/A |  |  |  | #N/A | #N/A | [6 empty] | #N/A | #N/A | #N/A | #N/A |  | #N/A |  |  |  |  | #N/A
| #N/A | #N/A | #N/A | #N/A |  |  |  | #N/A | #N/A | [6 empty] | #N/A | #N/A | #N/A | #N/A |  | #N/A |  |  |  |  | #N/A
| #N/A | #N/A | #N/A | #N/A |  |  |  | #N/A | #N/A | [6 empty] | #N/A | #N/A | #N/A | #N/A |  | #N/A |  |  |  |  | #N/A
| #N/A | #N/A | #N/A | #N/A |  |  |  | #N/A | #N/A | [6 empty] | #N/A | #N/A | #N/A | #N/A |  | #N/A |  |  |  |  | #N/A
| #N/A | #N/A | #N/A | #N/A |  |  |  | #N/A | #N/A | [6 empty] | #N/A | #N/A | #N/A | #N/A |  | #N/A |  |  |  |  | #N/A
| #N/A | #N/A | #N/A | #N/A |  |  |  | #N/A | #N/A | [6 empty] | #N/A | #N/A | #N/A | #N/A |  | #N/A |  |  |  |  | #N/A
| #N/A | #N/A | #N/A | #N/A |  |  |  | #N/A | #N/A | [6 empty] | #N/A | #N/A | #N/A | #N/A |  | #N/A |  |  |  |  | #N/A
| #N/A | #N/A | #N/A | #N/A |  |  |  | #N/A | #N/A | [6 empty] | #N/A | #N/A | #N/A | #N/A |  | #N/A |  |  |  |  | #N/A
| #N/A | #N/A | #N/A | #N/A |  |  |  | #N/A | #N/A | [6 empty] | #N/A | #N/A | #N/A | #N/A |  | #N/A |  |  |  |  | #N/A
| #N/A | #N/A | #N/A | #N/A |  |  |  | #N/A | #N/A | [6 empty] | #N/A | #N/A | #N/A | #N/A |  | #N/A |  |  |  |  | #N/A
| #N/A | #N/A | #N/A | #N/A |  |  |  | #N/A | #N/A | [6 empty] | #N/A | #N/A | #N/A | #N/A |  | #N/A |  |  |  |  | #N/A
| #N/A | #N/A | #N/A | #N/A |  |  |  | #N/A | #N/A | [6 empty] | #N/A | #N/A | #N/A | #N/A |  | #N/A |  |  |  |  | #N/A
| #N/A | #N/A | #N/A | #N/A |  |  |  | #N/A | #N/A | [6 empty] | #N/A | #N/A | #N/A | #N/A |  | #N/A |  |  |  |  | #N/A
| #N/A | #N/A | #N/A | #N/A |  |  |  | #N/A | #N/A | [6 empty] | #N/A | #N/A | #N/A | #N/A |  | #N/A |  |  |  |  | #N/A
| #N/A | #N/A | #N/A | #N/A |  |  |  | #N/A | #N/A | [6 empty] | #N/A | #N/A | #N/A | #N/A |  | #N/A |  |  |  |  | #N/A
| #N/A | #N/A | #N/A | #N/A |  |  |  | #N/A | #N/A | [6 empty] | #N/A | #N/A | #N/A | #N/A |  | #N/A |  |  |  |  | #N/A
| #N/A | #N/A | #N/A | #N/A |  |  |  | #N/A | #N/A | [6 empty] | #N/A | #N/A | #N/A | #N/A |  | #N/A |  |  |  |  | #N/A
| #N/A | #N/A | #N/A | #N/A |  |  |  | #N/A | #N/A | [6 empty] | #N/A | #N/A | #N/A | #N/A |  | #N/A |  |  |  |  | #N/A
| #N/A | #N/A | #N/A | #N/A |  |  |  | #N/A | #N/A | [6 empty] | #N/A | #N/A | #N/A | #N/A |  | #N/A |  |  |  |  | #N/A
| #N/A | #N/A | #N/A | #N/A |  |  |  | #N/A | #N/A | [6 empty] | #N/A | #N/A | #N/A | #N/A |  | #N/A |  |  |  |  | #N/A
| #N/A | #N/A | #N/A | #N/A |  |  |  | #N/A | #N/A | [6 empty] | #N/A | #N/A | #N/A | #N/A |  | #N/A |  |  |  |  | #N/A
| #N/A | #N/A | #N/A | #N/A |  |  |  | #N/A | #N/A | [6 empty] | #N/A | #N/A | #N/A | #N/A |  | #N/A |  |  |  |  | #N/A
| #N/A | #N/A | #N/A | #N/A |  |  |  | #N/A | #N/A | [6 empty] | #N/A | #N/A | #N/A | #N/A |  | #N/A |  |  |  |  | #N/A
| #N/A | #N/A | #N/A | #N/A |  |  |  | #N/A | #N/A | [6 empty] | #N/A | #N/A | #N/A | #N/A |  | #N/A |  |  |  |  | #N/A
| #N/A | #N/A | #N/A | #N/A |  |  |  | #N/A | #N/A | [6 empty] | #N/A | #N/A | #N/A | #N/A |  | #N/A |  |  |  |  | #N/A
| #N/A | #N/A | #N/A | #N/A |  |  |  | #N/A | #N/A | [6 empty] | #N/A | #N/A | #N/A | #N/A |  | #N/A |  |  |  |  | #N/A
| #N/A | #N/A | #N/A | #N/A |  |  |  | #N/A | #N/A | [6 empty] | #N/A | #N/A | #N/A | #N/A |  | #N/A |  |  |  |  | #N/A
| #N/A | #N/A | #N/A | #N/A |  |  |  | #N/A | #N/A | [6 empty] | #N/A | #N/A | #N/A | #N/A |  | #N/A |  |  |  |  | #N/A
| #N/A | #N/A | #N/A | #N/A |  |  |  | #N/A | #N/A | [6 empty] | #N/A | #N/A | #N/A | #N/A |  | #N/A |  |  |  |  | #N/A
| #N/A | #N/A | #N/A | #N/A |  |  |  | #N/A | #N/A | [6 empty] | #N/A | #N/A | #N/A | #N/A |  | #N/A |  |  |  |  | #N/A
| #N/A | #N/A | #N/A | #N/A |  |  |  | #N/A | #N/A | [6 empty] | #N/A | #N/A | #N/A | #N/A |  | #N/A |  |  |  |  | #N/A
| #N/A | #N/A | #N/A | #N/A |  |  |  | #N/A | #N/A | [6 empty] | #N/A | #N/A | #N/A | #N/A |  | #N/A |  |  |  |  | #N/A
| #N/A | #N/A | #N/A | #N/A |  |  |  | #N/A | #N/A | [6 empty] | #N/A | #N/A | #N/A | #N/A |  | #N/A |  |  |  |  | #N/A
| #N/A | #N/A | #N/A | #N/A |  |  |  | #N/A | #N/A | [6 empty] | #N/A | #N/A | #N/A | #N/A |  | #N/A |  |  |  |  | #N/A
| #N/A | #N/A | #N/A | #N/A |  |  |  | #N/A | #N/A | [6 empty] | #N/A | #N/A | #N/A | #N/A |  | #N/A |  |  |  |  | #N/A
| #N/A | #N/A | #N/A | #N/A |  |  |  | #N/A | #N/A | [6 empty] | #N/A | #N/A | #N/A | #N/A |  | #N/A |  |  |  |  | #N/A
| #N/A | #N/A | #N/A | #N/A |  |  |  | #N/A | #N/A | [6 empty] | #N/A | #N/A | #N/A | #N/A |  | #N/A |  |  |  |  | #N/A
| #N/A | #N/A | #N/A | #N/A |  |  |  | #N/A | #N/A | [6 empty] | #N/A | #N/A | #N/A | #N/A |  | #N/A |  |  |  |  | #N/A
| #N/A | #N/A | #N/A | #N/A |  |  |  | #N/A | #N/A | [6 empty] | #N/A | #N/A | #N/A | #N/A |  | #N/A |  |  |  |  | #N/A
| #N/A | #N/A | #N/A | #N/A |  |  |  | #N/A | #N/A | [6 empty] | #N/A | #N/A | #N/A | #N/A |  | #N/A |  |  |  |  | #N/A
| #N/A | #N/A | #N/A | #N/A |  |  |  | #N/A | #N/A | [6 empty] | #N/A | #N/A | #N/A | #N/A |  | #N/A |  |  |  |  | #N/A
| #N/A | #N/A | #N/A | #N/A |  |  |  | #N/A | #N/A | [6 empty] | #N/A | #N/A | #N/A | #N/A |  | #N/A |  |  |  |  | #N/A
| #N/A | #N/A | #N/A | #N/A |  |  |  | #N/A | #N/A | [6 empty] | #N/A | #N/A | #N/A | #N/A |  | #N/A |  |  |  |  | #N/A
| #N/A | #N/A | #N/A | #N/A |  |  |  | #N/A | #N/A | [6 empty] | #N/A | #N/A | #N/A | #N/A |  | #N/A |  |  |  |  | #N/A
| #N/A | #N/A | #N/A | #N/A |  |  |  | #N/A | #N/A | [6 empty] | #N/A | #N/A | #N/A | #N/A |  | #N/A |  |  |  |  | #N/A
| #N/A | #N/A | #N/A | #N/A |  |  |  | #N/A | #N/A | [6 empty] | #N/A | #N/A | #N/A | #N/A |  | #N/A |  |  |  |  | #N/A
| #N/A | #N/A | #N/A | #N/A |  |  |  | #N/A | #N/A | [6 empty] | #N/A | #N/A | #N/A | #N/A |  | #N/A |  |  |  |  | #N/A
| #N/A | #N/A | #N/A | #N/A |  |  |  | #N/A | #N/A | [6 empty] | #N/A | #N/A | #N/A | #N/A |  | #N/A |  |  |  |  | #N/A
| #N/A | #N/A | #N/A | #N/A |  |  |  | #N/A | #N/A | [6 empty] | #N/A | #N/A | #N/A | #N/A |  | #N/A |  |  |  |  | #N/A
| #N/A | #N/A | #N/A | #N/A |  |  |  | #N/A | #N/A | [6 empty] | #N/A | #N/A | #N/A | #N/A |  | #N/A |  |  |  |  | #N/A
| #N/A | #N/A | #N/A | #N/A |  |  |  | #N/A | #N/A | [6 empty] | #N/A | #N/A | #N/A | #N/A |  | #N/A |  |  |  |  | #N/A
| #N/A | #N/A | #N/A | #N/A |  |  |  | #N/A | #N/A | [6 empty] | #N/A | #N/A | #N/A | #N/A |  | #N/A |  |  |  |  | #N/A
| #N/A | #N/A | #N/A | #N/A |  |  |  | #N/A | #N/A | [6 empty] | #N/A | #N/A | #N/A | #N/A |  | #N/A |  |  |  |  | #N/A
| #N/A | #N/A | #N/A | #N/A |  |  |  | #N/A | #N/A | [6 empty] | #N/A | #N/A | #N/A | #N/A |  | #N/A |  |  |  |  | #N/A
| #N/A | #N/A | #N/A | #N/A |  |  |  | #N/A | #N/A | [6 empty] | #N/A | #N/A | #N/A | #N/A |  | #N/A |  |  |  |  | #N/A
| #N/A | #N/A | #N/A | #N/A |  |  |  | #N/A | #N/A | [6 empty] | #N/A | #N/A | #N/A | #N/A |  | #N/A |  |  |  |  | #N/A
| #N/A | #N/A | #N/A | #N/A |  |  |  | #N/A | #N/A | [6 empty] | #N/A | #N/A | #N/A | #N/A |  | #N/A |  |  |  |  | #N/A
| #N/A | #N/A | #N/A | #N/A |  |  |  | #N/A | #N/A | [6 empty] | #N/A | #N/A | #N/A | #N/A |  | #N/A |  |  |  |  | #N/A
| #N/A | #N/A | #N/A | #N/A |  |  |  | #N/A | #N/A | [6 empty] | #N/A | #N/A | #N/A | #N/A |  | #N/A |  |  |  |  | #N/A
| #N/A | #N/A | #N/A | #N/A |  |  |  | #N/A | #N/A | [6 empty] | #N/A | #N/A | #N/A | #N/A |  | #N/A |  |  |  |  | #N/A
| #N/A | #N/A | #N/A | #N/A |  |  |  | #N/A | #N/A | [6 empty] | #N/A | #N/A | #N/A | #N/A |  | #N/A |  |  |  |  | #N/A
| #N/A | #N/A | #N/A | #N/A |  |  |  | #N/A | #N/A | [6 empty] | #N/A | #N/A | #N/A | #N/A |  | #N/A |  |  |  |  | #N/A
| #N/A | #N/A | #N/A | #N/A |  |  |  | #N/A | #N/A | [6 empty] | #N/A | #N/A | #N/A | #N/A |  | #N/A |  |  |  |  | #N/A
| #N/A | #N/A | #N/A | #N/A |  |  |  | #N/A | #N/A | [6 empty] | #N/A | #N/A | #N/A | #N/A |  | #N/A |  |  |  |  | #N/A
| #N/A | #N/A | #N/A | #N/A |  |  |  | #N/A | #N/A | [6 empty] | #N/A | #N/A | #N/A | #N/A |  | #N/A |  |  |  |  | #N/A
| #N/A | #N/A | #N/A | #N/A |  |  |  | #N/A | #N/A | [6 empty] | #N/A | #N/A | #N/A | #N/A |  | #N/A |  |  |  |  | #N/A
| #N/A | #N/A | #N/A | #N/A |  |  |  | #N/A | #N/A | [6 empty] | #N/A | #N/A | #N/A | #N/A |  | #N/A |  |  |  |  | #N/A
| #N/A | #N/A | #N/A | #N/A |  |  |  | #N/A | #N/A | [6 empty] | #N/A | #N/A | #N/A | #N/A |  | #N/A |  |  |  |  | #N/A
| #N/A | #N/A | #N/A | #N/A |  |  |  | #N/A | #N/A | [6 empty] | #N/A | #N/A | #N/A | #N/A |  | #N/A |  |  |  |  | #N/A

## Keyword & Type ref
Record PM Type | Keyword (10) | len | Keyword Description(35) | len1 | Type(7) | len2 | Type Description(35) | len3 | Type Definition() | len4 | DIVISION_(EQ Group) | ACADEMIC NON-RESEARCH | ACADEMIC RESEARCH | ADMIN/SUPPORT | ATHLETICS | AUXILIARY | BIOMED | CENTRAL HEAT PLANT | DORMITORY | STUDENT LIFE | UNASSIGNED | Expected Life | NOTES
FACILITY | ACCESSCTRL | 10 | ACCESS CONTROL | 14 | ACCARDR | 7 | ACCESS CONTROL, CARD READER | 27 | A device used to read credentials and grant access to a building or space | 73 | DIV01 | 3 | 3 | 3 | 3 | 3 | 3 | 1 | 3 | 3 | 3 | 18
NONE | ACCESSCTRL | 10 | ACCESS CONTROL | 14 | ACOTHER | 7 | ACCESS CONTROL, OTHER DEVICES | 29 |  | 0 | DIV01 | 3 | 3 | 3 | 3 | 3 | 3 | 1 | 3 | 3 | 3 | 18
EQUIP | AC-UNIT | 7 | AIR CONDITIONING UNIT | 21 | AC-COND | 7 | AC, CONDENSER UNIT, AIR COOLED | 30 | A heat exchanger which removes heat from vapor, changing it to its liquid state. | 80 | DIV08 | 2 | 2 | 2 | 2 | 2 | 2 | 1 | 2 | 2 | 2 | 15
EQUIP | AC-UNIT | 7 | AIR CONDITIONING UNIT | 21 | AC-EVAP | 7 | AC, EVAPORATOR UNIT | 19 | A heat exchanger in which liquid evaporates while absorbing heat | 64 | DIV08 | 2 | 2 | 2 | 2 | 2 | 2 | 1 | 2 | 2 | 2 | 15
EQUIP | AC-UNIT | 7 | AIR CONDITIONING UNIT | 21 | AC-CRAC | 7 | AIR CONDITIONER, COMPUTER ROOM | 30 | A piece of equipment that cools & dries air | 43 | DIV08 | 1 | 1 | 1 | 2 | 2 | 1 | 1 | 2 | 2 | 2 | 15
EQUIP | AC-UNIT | 7 | AIR CONDITIONING UNIT | 21 | AC-RACK | 7 | AIR CONDITIONER, IN-ROW RACK COOLING | 36 | A piece of equipment that directly cools IT servers | 51 | DIV08 | 1 | 1 | 1 | 2 | 2 | 1 | 1 | 2 | 2 | 2 | 15
EQUIP | AC-UNIT | 7 | AIR CONDITIONING UNIT | 21 | AC-PAKG | 7 | AIR CONDITIONER, PACKAGE SYSTEM | 31 | A piece of equipment that cools & dries air | 43 | DIV08 | 1 | 1 | 1 | 2 | 2 | 1 | 1 | 2 | 2 | 2 | 15
NONE | AC-UNIT | 7 | AIR CONDITIONING UNIT | 21 | AC-PORT | 7 | AIR CONDITIONER, PORTABLE | 25 | A piece of equipment that cools & dries air | 43 | DIV08 | 4 | 4 | 4 | 4 | 4 | 4 | 1 | 4 | 4 | 4 | 15
EQUIP | AC-UNIT | 7 | AIR CONDITIONING UNIT | 21 | ACSPLIT | 7 | AIR CONDITIONER, SPLIT SYSTEM | 29 | THIS WILL BE/IS BEING PHASED OUT, UNITS CLASSED W/ 2 RECORDS, EVAP&COND | 71 | DIV08 | 2 | 2 | 2 | 2 | 2 | 2 | 1 | 2 | 2 | 2 | 18
NONE | AC-UNIT | 7 | AIR CONDITIONING UNIT | 21 | ACWINDW | 7 | AIR CONDITIONER, WINDOW | 23 | A piece of equipment, installed in a window, designed to cool an area | 69 | DIV01 | 4 | 4 | 4 | 4 | 4 | 4 | 1 | 4 | 4 | 4 | 10
EQUIP | AHU | 3 | AIR HANDLING UNIT | 17 | AHUHVSM | 7 | AIR HANDLER, HVAC < 30K CFM | 27 | An air handler that supplies air to a space | 43 | DIV08 | 2 | 2 | 2 | 2 | 2 | 2 | 1 | 2 | 2 | 2 | 15
EQUIP | AHU | 3 | AIR HANDLING UNIT | 17 | AHUHVLG | 7 | AIR HANDLER, HVAC > 30K CFM | 27 | An air handler that supplies air to a space | 43 | DIV08 | 2 | 2 | 2 | 2 | 2 | 2 | 1 | 2 | 2 | 2 | 25
EQUIP | AHU | 3 | AIR HANDLING UNIT | 17 | AHUMUSM | 7 | AIR HANDLER, MAKEUP AIR < 30K CFM | 33 | An air handler that supplies air to a space | 43 | DIV08 | 2 | 2 | 2 | 2 | 2 | 2 | 1 | 2 | 2 | 2 | 15
EQUIP | AHU | 3 | AIR HANDLING UNIT | 17 | AHUMULG | 7 | AIR HANDLER, MAKEUP AIR > 30K CFM | 33 | An air handler that supplies air to a space | 43 | DIV08 | 2 | 2 | 2 | 2 | 2 | 2 | 1 | 2 | 2 | 2 | 15
EQUIP | AHU | 3 | AIR HANDLING UNIT | 17 | AHUPKSM | 7 | AIR HANDLER, PACKAGE < 30K CFM | 30 | An air handler that supplies air to a space | 43 | DIV08 | 2 | 2 | 2 | 2 | 2 | 2 | 1 | 2 | 2 | 2 | 15
EQUIP | AHU | 3 | AIR HANDLING UNIT | 17 | AHUPKLG | 7 | AIR HANDLER, PACKAGE > 30K CFM | 30 | An air handler that supplies air to a space | 43 | DIV08 | 2 | 2 | 2 | 2 | 2 | 2 | 1 | 2 | 2 | 2 | 20
EQUIP | AIR-COMP | 8 | AIR COMPRESSOR | 14 | AIRCNTF | 7 | AIR COMPRESSOR, CENTRIFICAL | 27 | A pump designed to make compressed air | 38 | DIV08 | 1 | 1 | 1 | 1 | 1 | 1 | 1 | 1 | 1 | 1 | 18
EQUIP | AIR-COMP | 8 | AIR COMPRESSOR | 14 | AIRRECP | 7 | AIR COMPRESSOR, RECIPROCATING | 29 | A pump designed to make compressed air | 38 | DIV08 | 1 | 1 | 1 | 1 | 1 | 1 | 1 | 1 | 1 | 1 | 15
EQUIP | AIR-COMP | 8 | AIR COMPRESSOR | 14 | AIRSCRW | 7 | AIR COMPRESSOR, SCREW | 21 | A pump designed to make compressed air | 38 | DIV08 | 1 | 1 | 1 | 1 | 1 | 1 | 1 | 1 | 1 | 1 | 16
EQUIP | AIR-COMP | 8 | AIR COMPRESSOR | 14 | AIRSCRL | 7 | AIR COMPRESSOR, SCROLL | 22 | A pump designed to make compressed air | 38 | DIV08 | 1 | 1 | 1 | 1 | 1 | 1 | 1 | 1 | 1 | 1 | 16
EQUIP | AIR-DRYER | 9 | AIR DRYER | 9 | AIRDRYD | 7 | AIR DRYER, DESSICANT | 20 | A piece of equipment designed to remove moisture from compressed air | 68 | DIV08 | 1 | 1 | 1 | 1 | 1 | 1 | 1 | 1 | 1 | 1 | 15
EQUIP | AIR-DRYER | 9 | AIR DRYER | 9 | AIRDRYR | 7 | AIR DRYER, REFRIGERANT | 22 | A piece of equipment designed to remove moisture from compressed air | 68 | DIV08 | 1 | 1 | 1 | 1 | 1 | 1 | 1 | 1 | 1 | 1 | 15
NONE | AUTOCLAVE | 9 | AUTOCLAVE | 9 | AUTCLAV | 7 | AUTOCLAVE | 9 | A device that uses steam to decontaminate and sterilize lab waste | 65 | OPS | 4 | 4 | 4 | 4 | 4 | 4 | 1 | 4 | 4 | 4 | 10
EQUIP | BATTERY | 7 | BATTERY | 7 | BATTDRY | 7 | BATTERY, DRY | 12 | A device that converts stored chemical energy to electrical energy | 66 | DIV03 | 1 | 1 | 1 | 1 | 1 | 1 | 1 | 1 | 1 | 1 | 8 | remove this (will be a task in some other equipment PM)
EQUIP | BATTERY | 7 | BATTERY | 7 | BATTHVT | 7 | BATTERY, HIGH VOLTAGE | 21 | A device that converts stored chemical energy to electrical energy | 66 | DIV03 | 1 | 1 | 1 | 1 | 1 | 1 | 1 | 1 | 1 | 1 | 18
EQUIP | BATTERY | 7 | BATTERY | 7 | BATTINV | 7 | BATTERY, INVERTER | 17 | A device that converts stored chemical energy to electrical energy | 66 | DIV03, OPS | 1 | 1 | 1 | 1 | 1 | 1 | 1 | 1 | 1 | 1 | 15
EQUIP | BATTERY | 7 | BATTERY | 7 | BATTWET | 7 | BATTERY, WET | 12 | A device that converts stored chemical energy to electrical energy | 66 | DIV03 | 1 | 1 | 1 | 1 | 1 | 1 | 1 | 1 | 1 | 1 | 14
EQUIP | BCKFLWPREV | 10 | BACKFLOW PREVENTER | 18 | BKFL-DM | 7 | BACKFLOW PREVENTER, DOMESTIC | 28 | A one way valve that prevents contamination of the building/city's potable water supply | 87 | DIV02 | 1 | 1 | 1 | 1 | 1 | 1 | 1 | 1 | 1 | 1 | 20
NONE | BCKFLWPREV | 10 | BACKFLOW PREVENTER | 18 | BKFL-EQ | 7 | BACKFLOW PREVENTER, EQUIPMENT | 29 | A one way valve that prevents contamination of the building/city's potable water supply | 87 | DIV02 | 4 | 4 | 4 | 4 | 4 | 4 | 1 | 4 | 4 | 4 | 20
EQUIP | BCKFLWPREV | 10 | BACKFLOW PREVENTER | 18 | BKFL-FS | 7 | BACKFLOW PREVENTER, FIRE | 24 | A one way valve that prevents contamination of the building/city's potable water supply | 87 | DIV02 | 1 | 1 | 1 | 1 | 1 | 1 | 1 | 1 | 1 | 1 | 20
EQUIP | BCKFLWPREV | 10 | BACKFLOW PREVENTER | 18 | BKFLVAC | 7 | BACKFLOW PREVENTER, VACUUM BREAKER | 34 |  | 0 | DIV02 | 1 | 1 | 1 | 1 | 1 | 1 | 1 | 1 | 1 | 1 | 20
FACILITY | BLEACHER | 8 | BLEACHERS | 9 | BLECHRF | 7 | BLEACHER, FIXED | 15 | Open, tiered seating for spectators | 35 | DIV05 | 3 | 3 | 3 | 3 | 3 | 3 | 1 | 3 | 3 | 3 | 30
FACILITY | BLEACHER | 8 | BLEACHERS | 9 | BLECHRM | 7 | BLEACHER, MOBILE | 16 | Open, tiered seating for spectators | 35 | DIV05 | 3 | 3 | 3 | 3 | 3 | 3 | 1 | 3 | 3 | 3 | 15
FACILITY | BLEACHER | 8 | BLEACHERS | 9 | BLECHRP | 7 | BLEACHER, PORTABLE | 18 | Open, tiered seating for spectators | 35 | DIV05 | 3 | 3 | 3 | 3 | 3 | 3 | 1 | 3 | 3 | 3 | 12
FACILITY | BLINDS | 6 | BLINDS | 6 | BLNDMNL | 7 | BLINDS, MANUAL | 14 | A manually controlled window shading system | 43 | DIV01 | 3 | 3 | 3 | 3 | 3 | 3 | 1 | 3 | 3 | 3 | 25
FACILITY | BLINDS | 6 | BLINDS | 6 | BLNDMTR | 7 | BLINDS, MOTORIZED | 18 | A motorized or electronically controlled window shading system | 62 | DIV01 | 3 | 3 | 3 | 3 | 3 | 3 | 1 | 3 | 3 | 3 | 25
EQUIP | BOILER | 6 | BOILER | 6 | BLR2FUL | 7 | BOILER, DUAL FUEL GAS OR OIL | 28 | A vessel used to make steam or hot water using gas, oil or electricity | 70 | DIV07 | 1 | 1 | 1 | 2 | 3 | 1 | 1 | 2 | 2 | 3 | 22
EQUIP | BOILER | 6 | BOILER | 6 | BLRELEC | 7 | BOILER, ELECTRIC | 16 | A vessel used to make steam or hot water using gas, oil or electricity | 70 | DIV07 | 1 | 1 | 1 | 2 | 3 | 1 | 1 | 2 | 2 | 3 | 25
EQUIP | BOILER | 6 | BOILER | 6 | BLRGASW | 7 | BOILER, GAS FIRED HOT WATER | 27 | A vessel used to make steam or hot water using gas, oil or electricity | 70 | DIV02, DIV07 | 1 | 1 | 1 | 2 | 3 | 1 | 1 | 2 | 2 | 3 | 25
EQUIP | BOILER | 6 | BOILER | 6 | BLRGASS | 7 | BOILER, GAS FIRED STEAM | 23 | A vessel used to make steam or hot water using gas, oil or electricity | 70 | DIV02, DIV07 | 1 | 1 | 1 | 2 | 3 | 1 | 1 | 2 | 2 | 3 | 25
NONE | BOILER | 6 | BOILER | 6 | BLRINCN | 7 | BOILER, INCINERATER | 19 |  | 0 | DIV02 | 1 | 1 | 1 | 2 | 3 | 1 | 1 | 2 | 2 | 3 | 25
EQUIP | BOILER | 6 | BOILER | 6 | BLROILW | 7 | BOILER, OIL HOT WATER | 21 | A vessel used to make steam or hot water using gas, oil or electricity | 70 | DIV02 | 1 | 1 | 1 | 2 | 3 | 1 | 1 | 2 | 2 | 3 | 25
EQUIP | BOILER | 6 | BOILER | 6 | BLROILS | 7 | BOILER, OIL STEAM | 17 | A vessel used to make steam or hot water using gas, oil or electricity | 70 | DIV02 | 1 | 1 | 1 | 2 | 3 | 1 | 1 | 2 | 2 | 3 | 25
NONE | BOILER | 6 | BOILER | 6 | BLRPELT | 7 | BOILER, PELLET | 14 | A vessel used to make steam or hot water using gas, oil or electricity | 70 | DIV02 | 1 | 1 | 1 | 2 | 3 | 1 | 1 | 2 | 2 | 3 | 25
NONE | BOILER | 6 | BOILER | 6 | BLRPROP | 7 | BOILER, PROPANE | 15 | A vessel used to make steam or hot water using gas, oil or electricity | 70 | DIV02 | 1 | 1 | 1 | 2 | 3 | 1 | 1 | 2 | 2 | 3 | 25
EQUIP | BURNER | 6 | BURNER | 6 | BRNRDUL | 7 | BURNER, DUAL | 12 | A device which generates a flame using fuel | 43 | DIV02, DIV07 | 1 | 1 | 1 | 2 | 3 | 1 | 1 | 2 | 2 | 3 | 25 | remove this (will be a task in Boiler PM)
EQUIP | BURNER | 6 | BURNER | 6 | BRNRGAS | 7 | BURNER, GAS | 11 | A device which generates a flame using fuel | 43 | DIV02, DIV07 | 1 | 1 | 1 | 2 | 3 | 1 | 1 | 2 | 2 | 3 | 25 | remove this (will be a task in Boiler PM)
EQUIP | BURNER | 6 | BURNER | 6 | BRNROIL | 7 | BURNER, OIL | 11 | A device which generates a flame using fuel | 43 | DIV02, DIV07 | 1 | 1 | 1 | 2 | 3 | 1 | 1 | 2 | 2 | 3 | 25 | remove this (will be a task in Boiler PM)
EQUIP | CASCADESYS | 10 | CASCADE SYSTEM | 14 | CSCDSYS | 7 | CASCADE SYSTEM | 14 | A system consisting of several similar stages with each processing the output from the previous stage. | 103 | DIV07 | 4 | 4 | 4 | 3 | 4 | 4 | 1 | 3 | 3 | 4 | 15
EQUIP | CHILLEDBEM | 10 | CHILLED BEAM | 12 | CHLBMAC | 7 | CHILLED BEAM, ACTIVE | 20 | An "beam" or heat exchanger for heating or cooling suspended a short distance from the ceiling of a room. | 105 | DIV08 | 4 | 4 | 4 | 3 | 4 | 4 | 3 | 3 | 3 | 4 | 15
EQUIP | CHILLEDBEM | 10 | CHILLED BEAM | 12 | CHLBMPS | 7 | CHILLED BEAM, PASSIVE | 21 | An "beam" or heat exchanger for heating or cooling suspended a short distance from the ceiling of a room. | 105 | DIV08 | 4 | 4 | 4 | 3 | 4 | 4 | 3 | 3 | 3 | 4 | 15
EQUIP | CHILLER | 7 | CHILLER | 7 | CHLABSB | 7 | CHILLER, ABSORBTION(MRI) | 24 | A refrigeration system that cools water | 39 | OPS | 1 | 1 | 1 | 2 | 3 | 1 | 1 | 2 | 2 | 3 | 20
EQUIP | CHILLER | 7 | CHILLER | 7 | CHLAIRC | 7 | CHILLER, AIR COOLED | 19 | A refrigeration system that cools water | 39 | DIV08 | 1 | 1 | 1 | 2 | 3 | 1 | 1 | 2 | 2 | 3 | 18
EQUIP | CHILLER | 7 | CHILLER | 7 | CHLCNTF | 7 | CHILLER, CENTRIFUGAL | 20 | A refrigeration system that cools water | 39 | OPS | 1 | 1 | 1 | 2 | 3 | 1 | 1 | 2 | 2 | 3 | 25
EQUIP | CHILLER | 7 | CHILLER | 7 | CHLRECP | 7 | CHILLER, RECIPROCATING | 22 | A refrigeration system that cools water | 39 | OPS | 1 | 1 | 1 | 2 | 3 | 1 | 1 | 2 | 2 | 3 | 18
EQUIP | CHILLER | 7 | CHILLER | 7 | CHLSCRL | 7 | CHILLER, SCROLL | 15 | A refrigeration system that cools water | 39 | OPS | 1 | 1 | 1 | 2 | 3 | 1 | 1 | 2 | 2 | 3 | 20
FACILITY | CHIMNEY | 7 | CHIMNEY | 7 | CHM-FLU | 7 | CHIMNEY, FLUE | 13 | A structure which provides ventilation for hot gases or smoke to the outside air | 80 | OPS | 3 | 3 | 3 | 3 | 3 | 3 | 1 | 3 | 3 | 3 | 25
FACILITY | CHIMNEY | 7 | CHIMNEY | 7 | CHM-CHP | 7 | CHIMNEY, HEATING PLANT | 22 | A structure which provides ventilation for hot gases or smoke to the outside air | 80 | DIV07 | 3 | 3 | 3 | 3 | 3 | 3 | 1 | 3 | 3 | 3 | 25
FACILITY | CHIMNEY | 7 | CHIMNEY | 7 | CHM-GAS | 7 | CHIMNEY, NAT GAS | 16 | A structure which provides ventilation for hot gases or smoke to the outside air | 80 | DIV01 | 3 | 3 | 3 | 3 | 3 | 3 | 1 | 3 | 3 | 3 | 25
FACILITY | CHIMNEY | 7 | CHIMNEY | 7 | CHM-OIL | 7 | CHIMNEY, OIL | 12 | A structure which provides ventilation for hot gases or smoke to the outside air | 80 | DIV01 | 3 | 3 | 3 | 3 | 3 | 3 | 1 | 3 | 3 | 3 | 25
FACILITY | CHIMNEY | 7 | CHIMNEY | 7 | CHM-WOD | 7 | CHIMNEY, WOOD | 13 | A structure which provides ventilation for hot gases or smoke to the outside air | 80 | DIV01 | 3 | 3 | 3 | 3 | 3 | 3 | 1 | 3 | 3 | 3 | 25
EQUIP | CLG-TOWER | 9 | COOLING TOWER | 13 | CT-CLSD | 7 | COOLING TOWER, CLOSED | 21 | A piece of equipment designed to cool water by using air | 56 | DIV08 | 1 | 1 | 1 | 2 | 3 | 1 | 1 | 2 | 2 | 3 | 25
EQUIP | CLG-TOWER | 9 | COOLING TOWER | 13 | CT-OPEN | 7 | COOLING TOWER, OPEN | 19 | A piece of equipment designed to cool water by using air | 56 | DIV08 | 1 | 1 | 1 | 2 | 3 | 1 | 1 | 2 | 2 | 3 | 25
EQUIP | CLG-TOWER | 9 | COOLING TOWER | 13 | CTDRYCL | 7 | COOLING TOWER, DRY COOLER | 25 | A device used to dry or free cool liquid | 40 | DIV08 | 1 | 1 | 1 | 2 | 3 | 1 | 1 | 2 | 2 | 3 | 25
FACILITY | CLOCK | 5 | CLOCKS, BELLS AND TIMERS | 24 | CLCKBEL | 7 | CLOCK, BELL CLOCK FOR CLASSES | 29 | Campus clocks | 13 | DIV03 | 2 | 2 | 2 | 3 | 4 | 2 | 1 | 3 | 3 | 4 | 15
FACILITY | CLOCK | 5 | CLOCKS, BELLS AND TIMERS | 24 | CLCKTMR | 7 | CLOCK, TIMERS | 13 | Campus clock timers | 19 | DIV03, DIV09 | 2 | 2 | 2 | 3 | 4 | 2 | 1 | 3 | 3 | 4 | 10
EQUIP | COIL | 4 | COIL | 4 | COILCCW | 7 | COIL COOLING, CHILLED WATER | 27 | Coil of tubing used to move fluid through a unit for heating, cooling or humidification | 87 | DIV03 | 2 | 2 | 2 | 3 | 4 | 2 | 1 | 3 | 3 | 4 | 25
EQUIP | COIL | 4 | COIL | 4 | COILCDX | 7 | COIL COOLING, DIRECT EXPANSION | 30 | Coil of tubing used to move fluid through a unit for heating, cooling or humidification | 87 | DIV03 | 2 | 2 | 2 | 3 | 4 | 2 | 1 | 3 | 3 | 4 | 25
EQUIP | COIL | 4 | COIL | 4 | COILHEL | 7 | COIL HEATING, ELECTRIC | 22 | Coil of tubing used to move fluid through a unit for heating, cooling or humidification | 87 | DIV03 | 2 | 2 | 2 | 3 | 4 | 2 | 1 | 3 | 3 | 4 | 25
EQUIP | COIL | 4 | COIL | 4 | COILHHW | 7 | COIL HEATING, HOT WATER | 23 | Coil of tubing used to move fluid through a unit for heating, cooling or humidification | 87 | DIV03 | 2 | 2 | 2 | 3 | 4 | 2 | 1 | 3 | 3 | 4 | 25
EQUIP | COIL | 4 | COIL | 4 | COILHNG | 7 | COIL HEATING, NATURAL GAS | 25 | Coil of tubing used to move fluid through a unit for heating, cooling or humidification | 87 | DIV03 | 2 | 2 | 2 | 3 | 4 | 2 | 1 | 3 | 3 | 4 | 25
EQUIP | COIL | 4 | COIL | 4 | COILHST | 7 | COIL HEATING, STEAM | 19 | Coil of tubing used to move fluid through a unit for heating, cooling or humidification | 87 | DIV03 | 2 | 2 | 2 | 3 | 4 | 2 | 1 | 3 | 3 | 4 | 25
EQUIP | COIL | 4 | COIL | 4 | COILPHR | 7 | COIL PRE-HEAT, HEAT RECOVERY UNIT | 33 | Coil of tubing used to move fluid through a unit for heating, cooling or humidification | 87 | DIV03 | 2 | 2 | 2 | 3 | 4 | 2 | 1 | 3 | 3 | 4 | 25
EQUIP | COIL | 4 | COIL | 4 | COILPHW | 7 | COIL PRE-HEAT, HOT WATER | 24 | Coil of tubing used to move fluid through a unit for heating, cooling or humidification | 87 | DIV03 | 2 | 2 | 2 | 3 | 4 | 2 | 1 | 3 | 3 | 4 | 25
EQUIP | COIL | 4 | COIL | 4 | COILPNG | 7 | COIL PRE-HEAT, NATURAL GAS | 26 | Coil of tubing used to move fluid through a unit for heating, cooling or humidification | 87 | DIV03 | 2 | 2 | 2 | 3 | 4 | 2 | 1 | 3 | 3 | 4 | 25
EQUIP | COIL | 4 | COIL | 4 | COILPST | 7 | COIL PRE-HEAT, STEAM | 20 | Coil of tubing used to move fluid through a unit for heating, cooling or humidification | 87 | DIV03 | 2 | 2 | 2 | 3 | 4 | 2 | 1 | 3 | 3 | 4 | 25
EQUIP | COIL | 4 | COIL | 4 | COILREL | 7 | COIL RE-HEAT, ELECTRIC | 22 | Coil of tubing used to move fluid through a unit for heating, cooling or humidification | 87 | DIV03 | 2 | 2 | 2 | 3 | 4 | 2 | 1 | 3 | 3 | 4 | 25
EQUIP | COIL | 4 | COIL | 4 | COILRHW | 7 | COIL RE-HEAT, HOT WATER | 23 | Coil of tubing used to move fluid through a unit for heating, cooling or humidification | 87 | DIV03 | 2 | 2 | 2 | 3 | 4 | 2 | 1 | 3 | 3 | 4 | 25
EQUIP | COIL | 4 | COIL | 4 | COILRST | 7 | COIL RE-HEAT, STEAM | 19 | Coil of tubing used to move fluid through a unit for heating, cooling or humidification | 87 | DIV03 | 2 | 2 | 2 | 3 | 4 | 2 | 1 | 3 | 3 | 4 | 25
EQUIP | COIL | 4 | COIL | 4 | COIL-DX | 7 | COIL, DIRECT EXPANSION | 22 | Coil of tubing used to move fluid through a unit for heating, cooling or humidification | 87 | DIV03 | 2 | 2 | 2 | 3 | 4 | 2 | 1 | 3 | 3 | 4 | 25 | PMs on this are from keyword types AC-UNITS and CHILLER (create parent-child relationships)
EQUIP | CONTROLS | 8 | CONTROLS | 8 | CTRLAHU | 7 | CONTROLS, AHU | 13 |  | 0 | DIV09 | 2 | 2 | 2 | 3 | 4 | 2 | 1 | 3 | 3 | 4 | 15
EQUIP | CONTROLS | 8 | CONTROLS | 8 | CTRLCHL | 7 | CONTROLS, CHILLER | 17 |  | 0 | DIV09 | 2 | 2 | 2 | 3 | 4 | 2 | 1 | 3 | 3 | 4 | 15
EQUIP | CONTROLS | 8 | CONTROLS | 8 | CTRLDDC | 7 | CONTROLS, DIRECT DIGITAL CONTROL | 32 |  | 0 | DIV09 | 2 | 2 | 2 | 3 | 4 | 2 | 1 | 3 | 3 | 4 | 15
EQUIP | CONTROLS | 8 | CONTROLS | 8 | CTRLELC | 7 | CONTROLS, ELECTRONIC | 20 |  | 0 | DIV09 | 2 | 2 | 2 | 3 | 4 | 2 | 1 | 3 | 3 | 4 | 15
NONE | CONTROLS | 8 | CONTROLS | 8 | CTRLFUH | 7 | CONTROLS, FUME HOOD | 19 |  | 0 | DIV09 | 2 | 2 | 2 | 3 | 4 | 2 | 1 | 3 | 3 | 4 | 15
EQUIP | CONTROLS | 8 | CONTROLS | 8 | CTRLMEC | 7 | CONTROLS, MECHANICAL ROOMS | 26 |  | 0 | DIV09 | 2 | 2 | 2 | 3 | 4 | 2 | 1 | 3 | 3 | 4 | 15
EQUIP | CONTROLS | 8 | CONTROLS | 8 | CTRLPNU | 7 | CONTROLS, PNEUMATIC | 19 |  | 0 | DIV09 | 2 | 2 | 2 | 3 | 4 | 2 | 1 | 3 | 3 | 4 | 15
EQUIP | CONTROLS | 8 | CONTROLS | 8 | CTRLTRM | 7 | CONTROLS, TERMINAL UNIT | 23 |  | 0 | DIV09 | 2 | 2 | 2 | 3 | 4 | 2 | 1 | 3 | 3 | 4 | 15
FACILITY | CONTROLS | 8 | CONTROLS | 8 | CTRTHRM | 7 | CONTROLS, THERMOSTATS | 21 |  | 0 | DIV09 | 2 | 2 | 2 | 3 | 4 | 2 | 1 | 3 | 3 | 4 | 15
EQUIP | CONVEYANCE | 10 | CONVEYANCE | 10 | CNVDUMW | 7 | ELEVATOR, DUMB WAITER | 21 | A small mechanical device used to move freight/materials between floors | 71 | OPS | 1 | 1 | 1 | 2 | 3 | 1 | 1 | 2 | 2 | 3 | 20
EQUIP | CONVEYANCE | 10 | CONVEYANCE | 10 | CNVHYDL | 7 | ELEVATOR, HYDRAULIC | 19 | A mechanical hydraulic device used to move people/materials between floors | 74 | OPS | 1 | 1 | 1 | 2 | 3 | 1 | 1 | 2 | 2 | 3 | 20
EQUIP | CONVEYANCE | 10 | CONVEYANCE | 10 | CNVTRCN | 7 | ELEVATOR, TRACTION | 18 | A mechanical electrical device used to move people/materials between floors | 75 | OPS | 1 | 1 | 1 | 2 | 3 | 1 | 1 | 2 | 2 | 3 | 20
EQUIP | CONVEYANCE | 10 | CONVEYANCE | 10 | CNV-ADA | 7 | LIFT, ADA | 9 | A mechanical device used to raise a disabled individual over short vertical barriers | 84 | OPS | 1 | 1 | 1 | 2 | 3 | 1 | 1 | 2 | 2 | 3 | 20
NONE | DAMPER | 6 | DAMPER | 6 | DPRCOMB | 7 | DAMPER, COMBUSTION | 18 | A movable plate used to regulate airflow in a duct or flue | 58 | DIV08 | 2 | 2 | 2 | 3 | 4 | 2 | 1 | 3 | 3 | 4 | 18 | (treat as a task in BOILER)
EQUIP | DAMPER | 6 | DAMPER | 6 | DPR-EXA | 7 | DAMPER, EXHAUST AIR | 19 | A movable plate used to regulate airflow in a duct or flue | 58 | DIV08,DIV09 | 2 | 2 | 2 | 3 | 4 | 2 | 1 | 3 | 3 | 4 | 18
EQUIP | DAMPER | 6 | DAMPER | 6 | DPR-FBP | 7 | DAMPER, FACE AND BYPASS | 23 | A movable plate used to regulate airflow in a duct or flue | 58 | DIV08,DIV09 | 2 | 2 | 2 | 3 | 4 | 2 | 1 | 3 | 3 | 4 | 18
NONE | DAMPER | 6 | DAMPER | 6 | DPR-FIR | 7 | DAMPER, FIRE | 12 | A movable plate used to regulate airflow in a duct or flue | 58 | NULL | 1 | 1 | 1 | 2 | 3 | 1 | 1 | 2 | 2 | 3 | 18
EQUIP | DAMPER | 6 | DAMPER | 6 | DPR-MXA | 7 | DAMPER, MIXED AIR | 17 | A movable plate used to regulate airflow in a duct or flue | 58 | DIV08,DIV09 | 2 | 2 | 2 | 3 | 4 | 2 | 1 | 3 | 3 | 4 | 18
EQUIP | DAMPER | 6 | DAMPER | 6 | DPR-ODA | 7 | DAMPER, OUTDOOR AIR | 19 | A movable plate used to regulate airflow in a duct or flue | 58 | DIV08,DIV09 | 2 | 2 | 2 | 3 | 4 | 2 | 1 | 3 | 3 | 4 | 18
EQUIP | DAMPER | 6 | DAMPER | 6 | DPR-RTA | 7 | DAMPER, RETURN AIR | 18 | A movable plate used to regulate airflow in a duct or flue | 58 | DIV08,DIV09 | 2 | 2 | 2 | 3 | 4 | 2 | 1 | 3 | 3 | 4 | 18
NONE | DAMPER | 6 | DAMPER | 6 | DPR-SMK | 7 | DAMPER, SMOKE | 13 | A movable plate used to regulate airflow in a duct or flue | 58 | NULL | 1 | 1 | 1 | 2 | 3 | 1 | 1 | 2 | 2 | 3 | 18
EQUIP | DAMPER | 6 | DAMPER | 6 | DPR-SPA | 7 | DAMPER, SUPPLY AIR | 18 | A movable plate used to regulate airflow in a duct or flue | 58 | DIV08,DIV09 | 2 | 2 | 2 | 3 | 4 | 2 | 1 | 3 | 3 | 4 | 18
EQUIP | DAMPER | 6 | DAMPER | 6 | DPRVCTL | 7 | DAMPER, VENT LOUVER CONTROL | 27 | A movable plate used to regulate airflow in a duct or flue | 58 | DIV08,DIV09 | 2 | 2 | 2 | 3 | 4 | 2 | 1 | 3 | 3 | 4 | 18 | will we actually have eq records for these? (treat as a task in AHU or AC-UNITS)
EQUIP | DEFIB | 6 | DEFIBRILLATOR | 13 | DEFIBAE | 7 | DEFIBRILLATOR, AUTOMATED EXTERNAL | 33 | A device used to deliver a dose of electrical energy to an individuals affected heart | 85 | DIV03 | 1 | 1 | 1 | 1 | 1 | 1 | 1 | 1 | 1 | 1 | 5
EQUIP | DHUMIDFIER | 10 | DEHUMIDIFIER | 12 | DHUMFIR | 7 | DEHUMIDIFIER | 12 | A piece of equipment that is used to remove moisture from the air | 65 | DIV08 | 2 | 2 | 2 | 3 | 4 | 2 | 1 | 3 | 3 | 4 | 15
NONE | DOCK-EQUIP | 10 | DOCK EQUIPMENT | 14 | DOCKLVL | 7 | DOCK, LEVELER | 13 | A mechanical device used to bridge the gap between dock platforms and delivery trucks | 85 | OPS | 3 | 3 | 3 | 3 | 3 | 3 | 1 | 3 | 3 | 3 | 25
NONE | DOCK-EQUIP | 10 | DOCK EQUIPMENT | 14 | DOCKLFT | 7 | DOCK, LIFT | 10 | A mechanical device used to raise materials from delivery trucks up to a dock platform | 86 | OPS | 3 | 3 | 3 | 3 | 3 | 3 | 1 | 3 | 3 | 3 | 25
EQUIP | DOOR | 4 | DOOR | 4 | DOR-ADA | 7 | DOOR, ADA OPERATOR | 18 | An automatic opening device connected to an ADA entry button | 60 | DIV01 | 3 | 3 | 3 | 4 | 4 | 3 | 1 | 4 | 4 | 4 | 18
EQUIP | DOOR | 4 | DOOR | 4 | DORGLAS | 7 | DOOR, ALL GLASS | 15 | A door of all-glass construction | 32 | DIV01 | 3 | 3 | 3 | 4 | 4 | 3 | 1 | 4 | 4 | 4 | 18
EQUIP | DOOR | 4 | DOOR | 4 | DOR-GRG | 7 | DOOR, AUTOMATIC GARAGE | 22 | An overhead door | 17 | DIV01 | 3 | 3 | 3 | 4 | 4 | 3 | 1 | 4 | 4 | 4 | 14
EQUIP | DOOR | 4 | DOOR | 4 | DORAUTO | 7 | DOOR, AUTOMATIC OPENING | 23 | A door which opens automatically, usually motion triggered | 58 | DIV01 | 3 | 3 | 3 | 4 | 4 | 3 | 1 | 4 | 4 | 4 | 18
EQUIP | DOOR | 4 | DOOR | 4 | DOREGRS | 7 | DOOR, EGRESS | 12 | A door serving as egress from a building or space | 49 | DIV01 | 3 | 3 | 3 | 4 | 4 | 3 | 1 | 4 | 4 | 4 | 18
EQUIP | DOOR | 4 | DOOR | 4 | DORFIRE | 7 | DOOR, FIRE | 10 | A door with a fire-resistance rating | 36 | DIV01 | 3 | 3 | 3 | 4 | 4 | 3 | 1 | 4 | 4 | 4 | 30
EQUIP | DOOR | 4 | DOOR | 4 | DORWODX | 7 | DOOR, NATURAL WOOD EXTERIOR | 27 | A door of natural wood construction | 35 | DIV01 | 3 | 3 | 3 | 4 | 4 | 3 | 1 | 4 | 4 | 4 | 15
EQUIP | DOOR | 4 | DOOR | 4 | DORPRTI | 7 | DOOR, OPERABLE PARTITION | 24 | A door which when expanded serves to partition an open space | 60 | DIV01 | 3 | 3 | 3 | 4 | 4 | 3 | 1 | 4 | 4 | 4 | 20
EQUIP | DOOR | 4 | DOOR | 4 | DOROHDM | 7 | DOOR, OVERHEAD-MANUAL | 21 | A door which operates vertically for storage overhead when open | 63 | DIV01 | 3 | 3 | 3 | 4 | 4 | 3 | 1 | 4 | 4 | 4 | 15
EQUIP | DOOR | 4 | DOOR | 4 | DOROHDA | 7 | DOOR, OVERHEAD-AUTOMATIC | 24 | A door which operates vertically for storage overhead when open | 63 | DIV01 | 3 | 3 | 3 | 4 | 4 | 3 | 1 | 4 | 4 | 4 | 15
EQUIP | DOOR | 4 | DOOR | 4 | DORSHTR | 7 | DOOR, WINDOW SHUTTER | 20 | A smaller overhead door used to secure open service windows or counters | 71 | OPS | 3 | 3 | 3 | 4 | 4 | 3 | 1 | 4 | 4 | 4 | 20
EQUIP | DRAIN | 5 | DRAIN | 5 | DRN-CBX | 7 | DRAIN, CATCH BASIN EXTERIOR | 27 |  | 0 | DIV02 | 2 | 2 | 2 | 3 | 4 | 2 | 1 | 3 | 3 | 4 | 25
FACILITY | DRAIN | 5 | DRAIN | 5 | DRNFLOR | 7 | DRAIN, FLOOR INTERIOR | 21 | Drains & piping used to carry water from interior building spaces | 65 | DIV02 | 3 | 3 | 3 | 3 | 4 | 3 | 1 | 4 | 4 | 4 | 25
FACILITY | DRAIN | 5 | DRAIN | 5 | DRNROOF | 7 | DRAIN, ROOF | 11 | Drains & piping used to carry water from the roof of a building | 63 | DIV02 | 3 | 3 | 3 | 3 | 4 | 3 | 1 | 4 | 4 | 4 | 25
FACILITY | DRAIN | 5 | DRAIN | 5 | DRNSTRM | 7 | DRAIN, STORM EXTERIOR | 21 |  | 0 | DIV02 | 2 | 2 | 2 | 3 | 4 | 2 | 1 | 3 | 3 | 4 | 25
EQUIP | DUST-CLCT | 9 | DUST COLLECTOR WOOD, WELDING | 28 | DUSTCLT | 7 | DUST COLLECTOR WOOD, WELDING | 28 | A system used to filter out and collect dust and impurities from the air | 72 | DIV01 | 2 | 2 | 2 | 3 | 4 | 2 | 1 | 3 | 3 | 4 | 15
FACILITY | ELEC-GFCI | 9 | GFCI RECEPTACLES | 16 | EL-GFCI | 7 | ELECTRICAL GROUND FAULT CIRCUIT INT | 35 | A device that automatically disconnects electrical power when a fault is detected | 81 | DIV03 | 1 | 1 | 1 | 2 | 3 | 1 | 1 | 2 | 2 | 3 | 20
EQUIP | ELEC-CO | 7 | ELECTRICAL, CARBON MONOXIDE SYSTEM | 34 | ELCOSYS | 7 | ELECTRICAL CARBON MONOXIDE DETECTOR | 35 | A device that detects carbon monoxide and alerts occupants | 58 | DIV03, OPS | 1 | 1 | 1 | 2 | 3 | 1 | 1 | 2 | 2 | 3 | 15
EQUIP | ELEC-SYS | 8 | ELECTRICAL SYSTEM | 17 | ELBLSRV | 7 | ELECTRICAL SYS, BUILDING SERVICE | 32 | A buildings main electrical service & gear | 42 | DIV03 | 1 | 1 | 1 | 2 | 3 | 1 | 1 | 2 | 2 | 3 | 25
EQUIP | ELEC-SYS | 8 | ELECTRICAL SYSTEM | 17 | ELDSCNT | 7 | ELECTRICAL SYS, DISCONNECT SWITCH | 33 |  | 0 | DIV03 | 2 | 2 | 2 | 2 | 3 | 2 | 1 | 3 | 3 | 3 | 25
EQUIP | ELEC-SYS | 8 | ELECTRICAL SYSTEM | 17 | ELDSPNL | 7 | ELECTRICAL SYS, DISTRIBUTION PANEL | 34 | A local distribution & safety panel for main building electrical power | 70 | DIV03 | 2 | 2 | 2 | 2 | 3 | 2 | 1 | 3 | 3 | 3 | 30
EQUIP | ELEC-SYS | 8 | ELECTRICAL SYSTEM | 17 | ELPANEL | 7 | ELECTRICAL SYS, ELECTRICAL PANEL | 32 | A local distribution & safety panel for electrical power | 56 | DIV03 | 2 | 2 | 2 | 2 | 3 | 2 | 1 | 3 | 3 | 3 | 30
EQUIP | ELEC-SYS | 8 | ELECTRICAL SYSTEM | 17 | ELMTRCC | 7 | ELECTRICAL SYS, MOTOR CONTRL CENTER | 35 | A device or group of devices that serves to govern the performance of an electric motor | 87 | DIV03 | 2 | 2 | 2 | 3 | 4 | 2 | 1 | 3 | 3 | 4 | 30
EQUIP | ELEC-SYS | 8 | ELECTRICAL SYSTEM | 17 | ELSECSW | 7 | ELECTRICAL SYS, SECTIONALISING SW | 33 | A local distribution & safety panel for electrical power | 56 | DIV03 | 1 | 1 | 1 | 2 | 3 | 1 | 1 | 2 | 2 | 3 | 25
EQUIP | ELEC-SYS | 8 | ELECTRICAL SYSTEM | 17 | ELSURGP | 7 | ELECTRICAL SYS, SURGE PROTECTOR | 31 | A device used to protect equipment against over-voltage | 55 | DIV03 | 1 | 1 | 1 | 2 | 3 | 1 | 1 | 2 | 2 | 3 | 25
EQUIP | ELEC-SYS | 8 | ELECTRICAL SYSTEM | 17 | ELSWGLV | 7 | ELECTRICAL SYS, SWITCH GEAR L-VOLT | 34 | A main distribution & safety panel for low volatage electrical power | 68 | DIV03 | 1 | 1 | 1 | 2 | 3 | 1 | 1 | 2 | 2 | 3 | 25
EQUIP | ELEC-SYS | 8 | ELECTRICAL SYSTEM | 17 | ELSWGMV | 7 | ELECTRICAL SYS, SWITCH GEAR M-VOLT | 34 | A main distribution & safety panel for medium voltage electrical power | 70 | DIV03 | 1 | 1 | 1 | 2 | 3 | 1 | 1 | 2 | 2 | 3 | 25
EQUIP | ELEC-SYS | 8 | ELECTRICAL SYSTEM | 17 | ELSWBRD | 7 | ELECTRICAL SYS, SWITCHBOARD | 27 | A main distribution & safety panel for electrical power | 55 | DIV03 | 1 | 1 | 1 | 2 | 3 | 1 | 1 | 2 | 2 | 3 | 25
EQUIP | ELEC-SYS | 8 | ELECTRICAL SYSTEM | 17 | EL-ATSW | 7 | ELECTRICAL SYS, TRANSFER SW AUTO | 33 | A device that automatically transfers electrical load | 53 | DIV03 | 1 | 1 | 1 | 2 | 3 | 1 | 1 | 2 | 2 | 3 | 30
EQUIP | ELEC-SYS | 8 | ELECTRICAL SYSTEM | 17 | EL-MTSW | 7 | ELECTRICAL SYS, TRANSFER SW MANUAL | 35 | A device that is used to manually transfer electrical load | 58 | DIV03 | 1 | 1 | 1 | 2 | 3 | 1 | 1 | 2 | 2 | 3 | 30
EQUIP | ELEC-SYS | 8 | ELECTRICAL SYSTEM | 17 | EL-UPSU | 7 | ELECTRICAL SYS, UPS UNIT | 24 | A device which provides instant emergency battery power to a connected device | 77 | DIV03 | 1 | 1 | 1 | 2 | 3 | 1 | 1 | 2 | 2 | 3 | 25
EQUIP | EMER-WASH | 9 | EMERGENCY WASH STATION | 22 | EMRCOMB | 7 | EMERGENCY, COMBO EYEWASH,/SHOWER | 32 | An emergency wash station for eyes and body | 43 | DIV02 | 1 | 1 | 1 | 2 | 3 | 1 | 1 | 2 | 2 | 3 | 20
EQUIP | EMER-WASH | 9 | EMERGENCY WASH STATION | 22 | EMREYEW | 7 | EMERGENCY, EYEWASH STATION | 26 | An emergency wash station for the eyes | 38 | DIV02 | 1 | 1 | 1 | 2 | 3 | 1 | 1 | 2 | 2 | 3 | 20
EQUIP | EMER-WASH | 9 | EMERGENCY WASH STATION | 22 | EMRSHWR | 7 | EMERGENCY, SHOWER STATION | 25 | An emergency wash station for the entire body | 45 | DIV02 | 1 | 1 | 1 | 2 | 3 | 1 | 1 | 2 | 2 | 3 | 20
EQUIP | ENVIROCHMB | 10 | ENVIRONMENTAL CHAMBER | 21 | ENVICMB | 7 | ENVIRONMENTAL CHAMBER | 21 | An enclosure used to replicate weather conditions and exposure to elements | 74 | DIV08, OPS | 2 | 2 | 2 | 3 | 4 | 2 | 1 | 3 | 3 | 4 | 20
EQUIP | ERU | 3 | ENERGY RECOVERY UNIT | 20 | ERU-A2A | 7 | ENERGY RECOVERY UNIT, AIR TO AIR | 32 | A system which uses building exhaust air to precondition incoming outdoor air | 77 | DIV08 | 2 | 2 | 2 | 3 | 4 | 2 | 1 | 3 | 3 | 4 | 20
EQUIP | ERU | 3 | ENERGY RECOVERY UNIT | 20 | ERUPIPE | 7 | ENERGY RECOVERY UNIT, PIPE | 26 | A system which uses building exhaust air to precondition incoming outdoor air | 77 | DIV08 | 2 | 2 | 2 | 3 | 4 | 2 | 1 | 3 | 3 | 4 | 20
EQUIP | ERU | 3 | ENERGY RECOVERY UNIT | 20 | ERUWHEL | 7 | ENERGY RECOVERY UNIT, WHEEL | 27 | A system which uses building exhaust air to precondition incoming outdoor air | 77 | DIV08 | 2 | 2 | 2 | 3 | 4 | 2 | 1 | 3 | 3 | 4 | 20
EQUIP | FAN | 3 | FAN | 3 | FNCLTWR | 7 | FAN, COOLING TOWER | 18 | A fan that moves air through a cooling tower | 44 | DIV08 | 1 | 1 | 1 | 2 | 3 | 1 | 1 | 2 | 2 | 3 | 20 | inventory these by the cell; PM tasks from Cooling Tower PM
EQUIP | FAN | 3 | FAN | 3 | FNBATHR | 7 | FAN, EXHAUST, BATHROOM | 22 | A fan that exhausts air from bathrooms | 38 | DIV08 | 3 | 3 | 3 | 4 | 4 | 3 | 1 | 4 | 4 | 4 | 15
EQUIP | FAN | 3 | FAN | 3 | FNEXBLT | 7 | FAN, EXHAUST, BELT | 18 | A belt driven fan used to exhaust air from a space | 50 | DIV08 | 2 | 2 | 2 | 3 | 4 | 2 | 1 | 3 | 3 | 4 | 15
EQUIP | FAN | 3 | FAN | 3 | FNEXDIR | 7 | FAN, EXHAUST, DIRECT | 20 | A direct drive fan used to exhaust air from a space | 51 | DIV08 | 2 | 2 | 2 | 3 | 4 | 2 | 1 | 3 | 3 | 4 | 18
EQUIP | FAN | 3 | FAN | 3 | FNKTNEX | 7 | FAN, EXHAUST, KITCHEN | 21 | A fan that exhausts air from kitchen areas | 42 | DIV08 | 2 | 2 | 2 | 3 | 4 | 2 | 1 | 3 | 3 | 4 | 15
EQUIP | FAN | 3 | FAN | 3 | FNFLUGS | 7 | FAN, EXHUAST, FLUE GAS | 22 | A fan used to eject exhaust gases from combustion | 49 | DIV08 | 2 | 2 | 2 | 3 | 4 | 2 | 1 | 3 | 3 | 4 | 18
EQUIP | FAN | 3 | FAN | 3 | FNEXWAL | 7 | FAN, EXHUAST, THRU WALL LOUVER | 30 | A fan used in to exhaust air from a space | 41 | DIV08 | 2 | 2 | 2 | 3 | 4 | 2 | 1 | 3 | 3 | 4 | 15
EQUIP | FAN | 3 | FAN | 3 | FNFRDFT | 7 | FAN, FORCE DRAFT | 16 |  | 0 | DIV08 | 2 | 2 | 2 | 3 | 4 | 2 | 1 | 3 | 3 | 4 | 18
EQUIP | FAN | 3 | FAN | 3 | FNINDCT | 7 | FAN, INDUCTION | 14 |  | 0 | DIV08 | 2 | 2 | 2 | 3 | 4 | 2 | 1 | 3 | 3 | 4 | 16
EQUIP | FAN | 3 | FAN | 3 | FNRTBLT | 7 | FAN, RETURN, BELT | 17 | A fan that returns air from the building back to the supply fan. | 64 | DIV08 | 2 | 2 | 2 | 3 | 4 | 2 | 1 | 3 | 3 | 4 | 22
EQUIP | FAN | 3 | FAN | 3 | FNRTDIR | 7 | FAN, RETURN, DIRECT | 19 | A fan that returns air from the building back to the supply fan. | 64 | DIV08 | 2 | 2 | 2 | 3 | 4 | 2 | 1 | 3 | 3 | 4 | 22
EQUIP | FAN | 3 | FAN | 3 | FNSTRBC | 7 | FAN, STROBIC | 12 | A fan used to eject fumes into the atmosphere | 45 | DIV08 | 1 | 1 | 1 | 2 | 3 | 1 | 1 | 2 | 2 | 3 | 15
EQUIP | FAN | 3 | FAN | 3 | FNSPBLT | 7 | FAN, SUPPLY, BELT | 17 | A belt driven fan used to supply air from a space | 49 | DIV08 | 2 | 2 | 2 | 3 | 4 | 2 | 1 | 3 | 3 | 4 | 22
EQUIP | FAN | 3 | FAN | 3 | FNSPDIR | 7 | FAN, SUPPLY, DIRECT | 19 | A direct drive fan used to supply air from a space | 50 | DIV08 | 2 | 2 | 2 | 3 | 4 | 2 | 1 | 3 | 3 | 4 | 22
FACILITY | FIELD | 5 | FIELD | 5 | FLDTURF | 7 | FIELD, ARTIFICIAL TURF | 22 | Artificial turf athletics field | 31 | DIV05 | 3 | 3 | 3 | 3 | 4 | 3 | 1 | 4 | 4 | 4 | 12
FACILITY | FIELD | 5 | FIELD | 5 | FLDCRPT | 7 | FIELD, CARPET | 13 |  | 0 | DIV05 | 3 | 3 | 3 | 3 | 4 | 3 | 1 | 4 | 4 | 4 | 12
FACILITY | FIELD | 5 | FIELD | 5 | FLDGRAS | 7 | FIELD, GRASS | 12 | Natural turf athletics field | 28 | DIV05 | 3 | 3 | 3 | 3 | 4 | 3 | 1 | 4 | 4 | 4 | 12
EQUIP | FILTRATION | 10 | FILTRATION | 10 | FILTFUL | 7 | FILTRATION, FUEL OIL | 20 | A filter in a fuel line used to trap contaminants | 49 | DIV07, DIV08 | 3 | 3 | 3 | 3 | 4 | 3 | 1 | 3 | 3 | 4 | 5
EQUIP | FILTRATION | 10 | FILTRATION | 10 | FILTSND | 7 | FILTRATION, SAND | 16 | A sand filter installed on water feed lines to remove solids & particulates | 75 | DIV07, DIV08 | 3 | 3 | 3 | 3 | 4 | 3 | 1 | 3 | 3 | 4 | 5
EQUIP | FILTRATION | 10 | FILTRATION | 10 | FILTH2O | 7 | FILTRATION, WATER | 17 | A filter installed on domestic water feed lines to remove solids & particulates | 79 | DIV07, DIV08 | 3 | 3 | 3 | 3 | 4 | 3 | 1 | 3 | 3 | 4 | 5
EQUIP | FILTRATION | 10 | FILTRATION | 10 | FILTAIR | 7 | FILTRATION, AIR | 15 | A filter installed on air lines to remove solids & particulates. | 64 | DIV07, DIV08 | 3 | 3 | 3 | 3 | 4 | 3 | 1 | 3 | 3 | 4 | 5
FACILITY | FIRE ALARM | 10 | FIRE ALARM | 10 | FASMOKE | 7 | FIRE ALARM, SMOKE DETECTOR | 26 |  | 0 | DIV03 | 1 | 1 | 1 | 2 | 3 | 1 | 1 | 2 | 2 | 3 | 15
FACILITY | FIRE ALARM | 10 | FIRE ALARM | 10 | FABATCB | 7 | FIRE ALARM, BATTERY CABINET | 27 |  | 0 | OPS | 1 | 1 | 1 | 2 | 3 | 1 | 1 | 2 | 2 | 3 | 19
FACILITY | FIRE ALARM | 10 | FIRE ALARM | 10 | FACMDBX | 7 | FIRE ALARM, COMMAND BOX | 23 |  | 0 | OPS | 1 | 1 | 1 | 2 | 3 | 1 | 1 | 2 | 2 | 3 | 18
FACILITY | FIRE ALARM | 10 | FIRE ALARM | 10 | FAFIELD | 7 | FIRE ALARM, FIELD DEVICE | 24 |  | 0 | OPS | 1 | 1 | 1 | 2 | 3 | 1 | 1 | 2 | 2 | 3 | 15
FACILITY | FIRE ALARM | 10 | FIRE ALARM | 10 | FACOMBO | 7 | FIRE ALARM, COMBO SMOKE/CO DEVICE | 33 |  | 0 | OPS | 1 | 1 | 1 | 2 | 3 | 1 | 1 | 2 | 2 | 3 | 25
FACILITY | FIRE ALARM | 10 | FIRE ALARM | 10 | FAMSTBX | 7 | FIRE ALARM, MASTER BOX | 22 |  | 0 | OPS | 1 | 1 | 1 | 2 | 3 | 1 | 1 | 2 | 2 | 3 | 18
FACILITY | FIRE ALARM | 10 | FIRE ALARM | 10 | FAPANEL | 7 | FIRE ALARM, PANEL | 17 | A piece of equipment used to monitor & supervise fire alarm systems | 67 | OPS | 1 | 1 | 1 | 2 | 3 | 1 | 1 | 2 | 2 | 3 | 18
FACILITY | FIRE ALARM | 10 | FIRE ALARM | 10 | FAPSPNL | 7 | FIRE ALARM, POWER SUPPLY PANEL | 30 |  | 0 | OPS | 1 | 1 | 1 | 2 | 3 | 1 | 1 | 2 | 2 | 3 | 19
FACILITY | FIRE ALARM | 10 | FIRE ALARM | 10 | FA-SNAC | 7 | FIRE ALARM, SUP NOTIF ALARM CIRCUIT | 35 |  | 0 | DIV03 | 1 | 1 | 1 | 2 | 3 | 1 | 1 | 2 | 2 | 3 | 18
FACILITY | FIRE ALARM | 10 | FIRE ALARM | 10 | FATRMCB | 7 | FIRE ALARM, TERMINAL CABINET | 28 |  | 0 | OPS | 1 | 1 | 1 | 2 | 3 | 1 | 1 | 2 | 2 | 3 | 19
NONE | FIREESCAPE | 10 | FIREESCAPE | 10 | FIRSCAP | 7 | FIRE ESCAPE | 11 | An emergency means of exit mounted to the exterior of a building | 64 | OPS, DIV01 | 1 | 1 | 1 | 2 | 3 | 1 | 1 | 2 | 2 | 3 | 25
FACILITY | FIREEXTGSR | 10 | FIRE EXTINGUISHER | 17 | FIRXTNG | 7 | FIRE EXTINGUISHER | 17 | A piece of portable equipment used to extinguish fires | 54 | OPS | 1 | 1 | 1 | 2 | 3 | 1 | 1 | 2 | 2 | 3 | 18
EQUIP | FIREHYDRNT | 10 | FIRE HYDRANT PRIVATE | 20 | FIREHYD | 7 | FIRE HYDRANT, PRIVATE (BROWN) | 29 | A dedicated water source or tap used to extinguish fires | 56 | DIV02 | 2 | 2 | 2 | 2 | 3 | 2 | 1 | 2 | 2 | 3 | 25
EQUIP | FIREPLACE | 9 | FIREPLACE | 9 | FIRPGAS | 7 | FIREPLACE, GAS | 14 | A structure designed to contain and vent indoor fires | 53 | N/A | 2 | 2 | 2 | 3 | 4 | 2 | 1 | 3 | 3 | 4 | 25
EQUIP | FIREPLACE | 9 | FIREPLACE | 9 | FIRPWOD | 7 | FIREPLACE, WOOD | 15 | A structure designed to contain and vent indoor fires | 53 | OPS | 2 | 2 | 2 | 3 | 4 | 2 | 1 | 3 | 3 | 4 | 25
FACILITY | FIRESUPSYS | 10 | FIRE SUPPRESSION SYSTEM | 23 | FSDRYSY | 7 | FIRE SUPPRES, DRY SYSTEM | 24 | A system used to provide dry-fire suppression to the building | 61 | OPS | 1 | 1 | 1 | 2 | 3 | 1 | 1 | 2 | 2 | 3 | 25
FACILITY | FIRESUPSYS | 10 | FIRE SUPPRESSION SYSTEM | 23 | FSFDCON | 7 | FIRE SUPPRES, FIRE DEPT CONNECTIONS | 35 | A dedicated water source or tap used to extinguish fires | 56 | OPS | 1 | 1 | 1 | 2 | 3 | 1 | 1 | 2 | 2 | 3 | 25
FACILITY | FIRESUPSYS | 10 | FIRE SUPPRESSION SYSTEM | 23 | FSNRTGS | 7 | FIRE SUPPRES, INERT GAS | 23 |  | 0 | OPS | 1 | 1 | 1 | 2 | 3 | 1 | 1 | 2 | 2 | 3 | 25
FACILITY | FIRESUPSYS | 10 | FIRE SUPPRESSION SYSTEM | 23 | FSMDRAN | 7 | FIRE SUPPRES, MAIN DRAIN | 24 |  | 0 | OPS | 1 | 1 | 1 | 2 | 3 | 1 | 1 | 2 | 2 | 3 | 25
FACILITY | FIRESUPSYS | 10 | FIRE SUPPRESSION SYSTEM | 23 | FSRISER | 7 | FIRE SUPPRES, RISER | 19 |  | 0 | OPS | 1 | 1 | 1 | 2 | 3 | 1 | 1 | 2 | 2 | 3 | 25
FACILITY | FIRESUPSYS | 10 | FIRE SUPPRESSION SYSTEM | 23 | FSSPKLR | 7 | FIRE SUPPRES, SPRINKLER | 23 |  | 0 | OPS | 1 | 1 | 1 | 2 | 3 | 1 | 1 | 2 | 2 | 3 | 25
FACILITY | FIRESUPSYS | 10 | FIRE SUPPRESSION SYSTEM | 23 | FSTMPFL | 7 | FIRE SUPPRES, TAMPER/FLOW SWITCHES | 34 |  | 0 | OPS | 1 | 1 | 1 | 2 | 3 | 1 | 1 | 2 | 2 | 3 | 12
FACILITY | FIRESUPSYS | 10 | FIRE SUPPRESSION SYSTEM | 23 | FSWETCM | 7 | FIRE SUPPRES, WET CHEMICAL | 26 |  | 0 | OPS | 1 | 1 | 1 | 2 | 3 | 1 | 1 | 2 | 2 | 3 | 25
FACILITY | FIRESUPSYS | 10 | FIRE SUPPRESSION SYSTEM | 23 | FSZVALV | 7 | FIRE SUPPRES, ZONE VALVES | 25 |  | 0 | OPS | 1 | 1 | 1 | 2 | 3 | 1 | 1 | 2 | 2 | 3 | 25
EQUIP | FUME-HOOD | 9 | FUME HOOD | 9 | FUMHOOD | 7 | FUME HOOD | 9 | A work station designed to remove odors & vapors from a lab area | 64 | OPS,DIV09 | 1 | 1 | 1 | 2 | 3 | 1 | 1 | 2 | 2 | 3 | 15 | PM task to include controllers
EQUIP | FURNACE | 7 | FURNACE | 7 | FURNGAS | 7 | FURNACE, GAS FORCED AIR | 23 | A device which heats and distributes air by burning gas or oil | 62 | DIV02, DIV08 | 1 | 1 | 1 | 2 | 3 | 1 | 1 | 2 | 2 | 3 | 18
EQUIP | FURNACE | 7 | FURNACE | 7 | FURNOIL | 7 | FURNACE, OIL FORCED AIR | 23 | A device which heats and distributes air by burning gas or oil | 62 | DIV02, DIV08 | 1 | 1 | 1 | 2 | 3 | 1 | 1 | 2 | 2 | 3 | 18
NONE | GASSYSTEM | 9 | GAS SYSTEM, MEDICAL, LAB, ETC. | 30 | GSCDIOX | 7 | GAS SYSTEM, CARBON DIOXIDE | 26 | The system or components that provide carbon dioxide gas to the building | 72 | N/A | 1 | 1 | 1 | 2 | 3 | 1 | 1 | 2 | 2 | 3 | 18
NONE | GASSYSTEM | 9 | GAS SYSTEM, MEDICAL, LAB, ETC. | 30 | GSCPAIR | 7 | GAS SYSTEM, COMPRESSED AIR | 26 | The system or components that provide compressed air to the building | 68 | N/A | 1 | 1 | 1 | 2 | 3 | 1 | 1 | 2 | 2 | 3 | 18
NONE | GASSYSTEM | 9 | GAS SYSTEM, MEDICAL, LAB, ETC. | 30 | GSNTGAS | 7 | GAS SYSTEM, NATURAL GAS | 23 | The system or components that provide natural gas to the building | 65 | N/A | 1 | 1 | 1 | 2 | 3 | 1 | 1 | 2 | 2 | 3 | 18
NONE | GASSYSTEM | 9 | GAS SYSTEM, MEDICAL, LAB, ETC. | 30 | GSNITRO | 7 | GAS SYSTEM, NITROGEN | 20 | The system or components that provide nitrogen gas to the building | 66 | N/A | 1 | 1 | 1 | 2 | 3 | 1 | 1 | 2 | 2 | 3 | 18
NONE | GASSYSTEM | 9 | GAS SYSTEM, MEDICAL, LAB, ETC. | 30 | GSOXYGN | 7 | GAS SYSTEM, OXYGEN | 18 | The system or components that provide oxygen gas to the building | 64 | N/A | 1 | 1 | 1 | 2 | 3 | 1 | 1 | 2 | 2 | 3 | 18
NONE | GASSYSTEM | 9 | GAS SYSTEM, MEDICAL, LAB, ETC. | 30 | GSVACUM | 7 | GAS SYSTEM, VACUUM | 18 | The system or components that provide vacuum to the building | 60 | N/A | 1 | 1 | 1 | 2 | 3 | 1 | 1 | 2 | 2 | 3 | 18
EQUIP | GENERATOR | 9 | EMERGENCY GENERATOR | 19 | GENDISL | 7 | EMERGENCY GENERATOR, DIESEL | 27 | A piece of equipment that provides emergency electrical back up power | 70 | OPS | 1 | 1 | 1 | 2 | 3 | 1 | 1 | 2 | 2 | 3 | 30 | PM tasks to include check Battery Charger; inspect air intake and radiator
EQUIP | GENERATOR | 9 | EMERGENCY GENERATOR | 19 | GEN-GAS | 7 | EMERGENCY GENERATOR, GAS | 24 | A piece of equipment that provides emergency electrical back up power | 70 | OPS | 1 | 1 | 1 | 2 | 3 | 1 | 1 | 2 | 2 | 3 | 30 | PM tasks to include check Battery Charger; inspect air intake and radiator
EQUIP | GENERATOR | 9 | EMERGENCY GENERATOR | 19 | GENNGAS | 7 | EMERGENCY GENERATOR, NATURAL GAS | 32 | A piece of equipment that provides emergency electrical back up power | 70 | OPS | 1 | 1 | 1 | 2 | 3 | 1 | 1 | 2 | 2 | 3 | 30 | PM tasks to include check Battery Charger; inspect air intake and radiator
EQUIP | GENERATOR | 9 | EMERGENCY GENERATOR | 19 | GENPANL | 7 | EMERGENCY GEN, PANEL OR ANNUNCIATOR | 35 |  | 0 | OPS | 1 | 1 | 1 | 2 | 3 | 1 | 1 | 2 | 2 | 3 | 30
EQUIP | HEATER | 6 | HEATER | 6 | HFULOIL | 7 | HEATER, FUEL OIL | 16 | A piece of equipment used to warm a space | 41 | DIV07 | 1 | 1 | 1 | 2 | 3 | 1 | 1 | 2 | 2 | 3 | 18
EQUIP | HEAT-EXCH | 9 | HEAT EXCHANGER | 14 | HXPLTFM | 7 | HEAT EXCHANGER, PLATE FRAME | 27 | A device used to exchange water temperature | 43 | DIV08 | 2 | 2 | 2 | 3 | 3 | 2 | 1 | 3 | 3 | 3 | 25
EQUIP | HEAT-EXCH | 9 | HEAT EXCHANGER | 14 | HXSHLTB | 7 | HEAT EXCHANGER, SHELL TUBE | 26 | A device used to exchange water temperature | 43 | DIV02, DIV07, DIV09 | 2 | 2 | 2 | 3 | 3 | 2 | 1 | 3 | 3 | 3 | 25
EQUIP | HEPA-UNIT | 9 | HEPA UNIT | 9 | HEPAUNT | 7 | HEPA UNIT | 9 | High-efficiency particulate air filter | 38 | DIV08 | 1 | 1 | 1 | 2 | 3 | 1 | 1 | 2 | 2 | 3 | 16
EQUIP | HRW | 3 | HEAT RECOVERY WHEEL | 19 | HRWHEEL | 7 | HEAT RECOVERY WHEEL | 19 | A unit which uses building exhaust air to precondition incoming outdoor air | 75 | DIV08 | 2 | 2 | 2 | 3 | 4 | 2 | 1 | 3 | 3 | 4 | 18
EQUIP | HRU | 3 | HEAT RECOVERY UNIT | 18 | HRUWHEL | 7 | HEAT RECOVERY UNIT, WHEEL | 25 | A system which uses building exhaust air to precondition incoming outdoor air | 77 | DIV08 | 2 | 2 | 2 | 3 | 4 | 2 | 1 | 3 | 3 | 4 | 18
EQUIP | HRU | 3 | HEAT RECOVERY UNIT | 18 | HRU-A2A | 7 | HEAT RECOVERY UNT, AIR TO AIR | 29 | A system which uses building exhaust air to precondition incoming outdoor air | 77 | DIV08 | 2 | 2 | 2 | 3 | 4 | 2 | 1 | 3 | 3 | 4 | 18
EQUIP | HUMIDIFIER | 10 | HUMIDIFIER | 10 | HUMSLFC | 7 | HUMIDIFIER, SELF CONTAINED | 26 | A piece of equipment that is used to increase moisture in the air | 65 | DIV08 | 2 | 2 | 2 | 3 | 4 | 2 | 1 | 3 | 3 | 4 | 15
EQUIP | HUMIDIFIER | 10 | HUMIDIFIER | 10 | HUM-STM | 7 | HUMIDIFIER, STEAM | 17 | A piece of equipment that is used to increase moisture in the air | 65 | DIV08 | 2 | 2 | 2 | 3 | 4 | 2 | 1 | 3 | 3 | 4 | 15
EQUIP | HUMIDIFIER | 10 | HUMIDIFIER | 10 | HUMUSON | 7 | HUMIDIFIER, ULTRA SONIC | 23 | A piece of equipment that is used to increase moisture in the air | 65 | DIV08 | 2 | 2 | 2 | 3 | 4 | 2 | 1 | 3 | 3 | 4 | 15
EQUIP | HW-HEATER | 9 | HOT WATER HEATER | 16 | HWHELEC | 7 | HOT WATER HEATER, ELECTRIC | 26 | A vessel used to make hot water using electricity | 49 | DIV02 | 3 | 3 | 3 | 3 | 3 | 3 | 1 | 3 | 3 | 3 | 10
EQUIP | HW-HEATER | 9 | HOT WATER HEATER | 16 | HWH-GAS | 7 | HOT WATER HEATER, GAS | 21 | A vessel used to make hot water using gas | 41 | DIV02 | 3 | 3 | 3 | 3 | 3 | 3 | 1 | 3 | 3 | 3 | 10
EQUIP | HW-HEATER | 9 | HOT WATER HEATER | 16 | HWH-IND | 7 | HOT WATER HEATER, INDIRECT FIRE | 31 | A vessel used to make hot water through indirect means of firing | 64 | DIV02 | 3 | 3 | 3 | 3 | 3 | 3 | 1 | 3 | 3 | 3 | 10
EQUIP | HW-HEATER | 9 | HOT WATER HEATER | 16 | HWH-OIL | 7 | HOT WATER HEATER, OIL | 21 | A vessel used to make hot water using oil | 41 | DIV02 | 3 | 3 | 3 | 3 | 3 | 3 | 1 | 3 | 3 | 3 | 10
EQUIP | HW-HEATER | 9 | HOT WATER HEATER | 16 | HWH-STM | 7 | HOT WATER HEATER, STEAM | 23 | A vessel used to make hot water using steam | 43 | DIV02 | 3 | 3 | 3 | 3 | 3 | 3 | 1 | 3 | 3 | 3 | 10
EQUIP | HYDRATION | 9 | HYDRATION | 9 | HYDSTAN | 7 | HYDRATION STATION-FOUNTAIN | 26 | A fountain or bubbler which provides drinking water | 51 | DIV02, DIV04 | 2 | 2 | 2 | 3 | 4 | 2 | 1 | 3 | 3 | 4 | 15
EQUIP | ICEMAKER | 8 | ICEMAKER | 8 | ICEMAKR | 7 | ICE MAKER | 9 | An appliance designed to make & store ice | 41 | DIV08 | 3 | 3 | 3 | 4 | 4 | 3 | 1 | 4 | 4 | 4 | 10
FACILITY | IRRIGATION | 10 | IRRIGATION | 10 | IRGCITY | 7 | IRRIGATION, CITY WATER ONLY | 27 |  | 0 | DIV05 | 3 | 3 | 3 | 4 | 4 | 3 | 1 | 4 | 4 | 4 | 30
FACILITY | IRRIGATION | 10 | IRRIGATION | 10 | IRGOTHR | 7 | IRRIGATION, OTHER TYPES | 23 |  | 0 | DIV05 | 3 | 3 | 3 | 4 | 4 | 3 | 1 | 4 | 4 | 4 | 30
EQUIP | KEY-BOX | 7 | KEY CONTROL BOX | 15 | KEY-BOX | 7 | KEYBOX, KEY CONTROL | 19 | A secure satellite location for key storage and control | 55 | DIV01 | 1 | 1 | 1 | 1 | 1 | 1 | 1 | 1 | 1 | 1 | 30
FACILITY | LIGHTING | 8 | LIGHTING | 8 | LTGCTRL | 7 | LIGHTING, CONTROLS | 18 |  | 0 | DIV03, OPS | 2 | 2 | 2 | 3 | 4 | 2 | 1 | 3 | 3 | 4 | 20
FACILITY | LIGHTING | 8 | LIGHTING | 8 | LT-ELEV | 7 | LIGHTING, ELEVATOR CAR | 22 | A light fixture permanently fixed to an elevator car | 52 | DIV03 | 2 | 2 | 2 | 3 | 4 | 2 | 1 | 3 | 3 | 4 | 20
FACILITY | LIGHTING | 8 | LIGHTING | 8 | LT-EMRG | 7 | LIGHTING, EMERGENCY | 19 | A piece of lighting equipment that illuminates an area when normal power is interrupted | 87 | DIV03 | 1 | 1 | 1 | 2 | 3 | 1 | 1 | 2 | 2 | 3 | 14
NONE | LIGHTING | 8 | LIGHTING | 8 | LT-EXIT | 7 | LIGHTING, EXIT LIGHT | 20 | A piece of lighting equipment that illuminates building exits | 61 | DIV03 | 1 | 1 | 1 | 2 | 3 | 1 | 1 | 2 | 2 | 3 | 20
FACILITY | LIGHTING | 8 | LIGHTING | 8 | LTXPOLE | 7 | LIGHTING, EXTERIOR POLE | 23 | A raised source of light on paths or walkways | 45 | DIV03 | 2 | 2 | 2 | 3 | 3 | 2 | 1 | 3 | 3 | 3 | 20
FACILITY | LIGHTING | 8 | LIGHTING | 8 | LTXPLED | 7 | LIGHTING, EXTERIOR POLE LED | 27 | A raised source of light on paths or walkways | 45 | DIV03 | 2 | 2 | 2 | 3 | 3 | 2 | 1 | 3 | 3 | 3 | 20
FACILITY | LIGHTING | 8 | LIGHTING | 8 | LTXWLPK | 7 | LIGHTING, EXTERIOR WALL PACK | 28 | A raised source of light mounted on the exterior of buildings | 61 | DIV03 | 2 | 2 | 2 | 3 | 3 | 2 | 1 | 3 | 3 | 3 | 20
FACILITY | LIGHTING | 8 | LIGHTING | 8 | LTXWLED | 7 | LIGHTING, EXTERIOR WALL PACK LED | 32 | A raised source of light mounted on the exterior of buildings | 61 | DIV03 | 2 | 2 | 2 | 3 | 3 | 2 | 1 | 3 | 3 | 3 | 20
FACILITY | LIGHTING | 8 | LIGHTING | 8 | LTFIELD | 7 | LIGHTING, FIELD | 15 | A raised source of light on athletic fields or large open spaces | 64 | DIV03 | 2 | 2 | 2 | 3 | 4 | 2 | 1 | 3 | 3 | 4 | 20
FACILITY | LIGHTING | 8 | LIGHTING | 8 | LTINTER | 7 | LIGHTING, INTERIOR | 18 | Any interior light source | 25 | DIV03 | 2 | 2 | 2 | 3 | 4 | 2 | 1 | 3 | 3 | 4 | 20
FACILITY | LIGHTNING | 9 | LIGHTNING PROTECTION | 20 | LITNING | 7 | LIGHTNING PROTECTION | 20 | All components which comprise and protect a building from lightning strikes. | 76 | div03 | 1 | 1 | 1 | 1 | 1 | 1 | 1 | 1 | 1 | 1 | 20
FACILITY | LOUVERS | 7 | LOUVERS | 7 | LUVXSCR | 7 | LOUVERS, EXTERIOR GRILL SCREENS | 31 | A screen attached to exterior louvers preventing animal or debris entry | 71 | DIV01, DIV08 | 3 | 3 | 3 | 4 | 4 | 3 | 1 | 4 | 4 | 4 | 25
EQUIP | MANHOLE | 7 | MANHOLE | 7 | MH-COMM | 7 | MANHOLE, COMMUNICATIONS | 23 | A mahole or confined space granting access to campus or civil communication systems | 83 | N/A | 2 | 2 | 2 | 2 | 2 | 2 | 1 | 2 | 2 | 2 | 25
EQUIP | MANHOLE | 7 | MANHOLE | 7 | MH-ELEC | 7 | MANHOLE, ELECTRIC | 17 | A mahole or confined space granting access to campus or civil electrical systems | 80 | N/A | 2 | 2 | 2 | 2 | 2 | 2 | 1 | 2 | 2 | 2 | 25
EQUIP | MANHOLE | 7 | MANHOLE | 7 | MH-FIRA | 7 | MANHOLE, FIRE ALARM | 19 | A mahole or confined space granting access to campus or civil fire alarm systems | 80 | N/A | 2 | 2 | 2 | 2 | 2 | 2 | 1 | 2 | 2 | 2 | 25
EQUIP | MANHOLE | 7 | MANHOLE | 7 | MH-HTHW | 7 | MANHOLE, HIGH TEMP HOT WATER | 28 | A mahole or confined space granting access to campus HTHW systems | 65 | N/A | 2 | 2 | 2 | 2 | 2 | 2 | 1 | 2 | 2 | 2 | 25
NONE | MANHOLE | 7 | MANHOLE | 7 | MH-SEWR | 7 | MANHOLE, SEWER | 14 | A mahole or confined space granting access to campus or civil sewer systems | 75 | N/A | 2 | 2 | 2 | 2 | 2 | 2 | 1 | 2 | 2 | 2 | 25
EQUIP | MANHOLE | 7 | MANHOLE | 7 | MH-STEM | 7 | MANHOLE, STEAM | 14 | A mahole or confined space granting access to campus steam systems | 66 | N/A | 2 | 2 | 2 | 2 | 2 | 2 | 1 | 2 | 2 | 2 | 25
EQUIP | MANHOLE | 7 | MANHOLE | 7 | MH-STRM | 7 | MANHOLE, STORM | 14 | A mahole or confined space granting access to campus or civil storm water systems | 81 | N/A | 2 | 2 | 2 | 2 | 2 | 2 | 1 | 2 | 2 | 2 | 25
EQUIP | MANHOLE | 7 | MANHOLE | 7 | MH-WATR | 7 | MANHOLE, WATER | 14 | A mahole or confined space granting access to campus or civil water systems | 75 | N/A | 2 | 2 | 2 | 2 | 2 | 2 | 1 | 2 | 2 | 2 | 26
FACILITY | MASONRY | 7 | MASONRY SYSTEMS | 15 | MASONRY | 7 | MASONRY SYSTEMS | 15 | Campus masonry, walls, steps, pillars, parapets, etc. | 53 | DIV01, OPS | 3 | 3 | 3 | 4 | 4 | 3 | 1 | 4 | 4 | 4 | 25
EQUIP | METER | 5 | METER | 5 | METAIRF | 7 | METER, AIR FLOW | 15 | A meter used to measure air flow | 32 | OPS | 3 | 3 | 3 | 3 | 4 | 3 | 1 | 3 | 3 | 4 | 25
EQUIP | METER | 5 | METER | 5 | MET-CHW | 7 | METER, CHILLED WATER | 20 | A device used to measure chilled water | 38 | OPS | 3 | 3 | 3 | 3 | 4 | 3 | 1 | 3 | 3 | 4 | 25
EQUIP | METER | 5 | METER | 5 | METCOND | 7 | METER, CONDENSATE | 17 | A device used to measure steam condensate | 41 | OPS | 3 | 3 | 3 | 3 | 4 | 3 | 1 | 3 | 3 | 4 | 25
EQUIP | METER | 5 | METER | 5 | METELEC | 7 | METER, ELECTRIC | 15 | A device used to measure electrical use | 39 | OPS | 3 | 3 | 3 | 3 | 4 | 3 | 1 | 3 | 3 | 4 | 25
EQUIP | METER | 5 | METER | 5 | MET-GAS | 7 | METER, GAS | 10 | A device used to measure gas use | 32 | OPS | 3 | 3 | 3 | 3 | 4 | 3 | 1 | 3 | 3 | 4 | 25
EQUIP | METER | 5 | METER | 5 | METHTHW | 7 | METER, HIGH TEMP HOT WATER | 26 | A device used to measure high temp hot water | 44 | OPS | 3 | 3 | 3 | 3 | 4 | 3 | 1 | 3 | 3 | 4 | 25
NONE | METER | 5 | METER | 5 | METSTEM | 7 | METER, STEAM | 12 | A device used to measure steam | 30 | OPS | 3 | 3 | 3 | 3 | 4 | 3 | 1 | 3 | 3 | 4 | 25
EQUIP | METER | 5 | METER | 5 | METWATR | 7 | METER, WATER | 12 | A device used to measure city water use | 39 | OPS | 3 | 3 | 3 | 3 | 4 | 3 | 1 | 3 | 3 | 4 | 25
EQUIP | MONITOR | 7 | MONITORING SYSTEM | 17 | MONFLOW | 7 | MONITORING SYSTEM, FLOW STATION | 31 | A system or device which measures hydro-flow rate and temperature | 65 | OPS, DIV08 | 1 | 1 | 1 | 2 | 3 | 1 | 1 | 2 | 2 | 3 | 10
EQUIP | MONITOR | 7 | MONITORING SYSTEM | 17 | MONOXYG | 7 | MONITORING SYSTEM, OXYGEN | 25 | A system or device which measures oxygen levels | 47 | OPS, DIV08 | 1 | 1 | 1 | 2 | 3 | 1 | 1 | 2 | 2 | 3 | 10
EQUIP | MONITOR | 7 | MONITORING SYSTEM | 17 | MONRFRG | 7 | MONITORING SYSTEM, REFRIGERATION | 32 | A system or device which measures refrigerant levels | 52 | OPS, DIV08 | 1 | 1 | 1 | 2 | 3 | 1 | 1 | 2 | 2 | 3 | 10
EQUIP | MOTOR | 5 | MOTORS | 6 | MTRACSM | 7 | MOTOR, AC < 20HP | 16 | A piece of equipment that converts electrical energy to rotational mechanical energy | 84 | N/A | 2 | 2 | 2 | 3 | 4 | 2 | 1 | 3 | 3 | 4 | 10
EQUIP | MOTOR | 5 | MOTORS | 6 | MTRACLG | 7 | MOTOR, AC > 20HP | 16 | A piece of equipment that converts electrical energy to rotational mechanical energy | 84 | N/A | 1 | 1 | 1 | 2 | 3 | 1 | 1 | 2 | 2 | 3 | 10
EQUIP | MOTOR | 5 | MOTORS | 6 | MTRDCSM | 7 | MOTOR, DC < 20HP | 16 | A piece of equipment that converts electrical energy to rotational mechanical energy | 84 | N/A | 2 | 2 | 2 | 3 | 4 | 2 | 1 | 3 | 3 | 4 | 10
EQUIP | MOTOR | 5 | MOTORS | 6 | MTRDCLG | 7 | MOTOR, DC > 20HP | 16 | A piece of equipment that converts electrical energy to rotational mechanical energy | 84 | N/A | 1 | 1 | 1 | 2 | 3 | 1 | 1 | 2 | 2 | 3 | 10
EQUIP | PH-NEUTRL | 9 | PH NEUTRALIZATION SYSTEM | 24 | PHNUCRT | 7 | PH NEUTRALIZATION CARTRIDGE | 27 | A system used to treat special waste before discharge to the sewer | 66 | OPS, DIV07, DIV08 | 1 | 1 | 1 | 2 | 3 | 1 | 1 | 2 | 2 | 3 | 15
EQUIP | PH-NEUTRL | 9 | PH NEUTRALIZATION SYSTEM | 24 | PHNUTSY | 7 | PH NEUTRALIZATION SYSTEM | 24 | A system used to treat special waste before discharge to the sewer | 66 | OPS, DIV07, DIV08 | 1 | 1 | 1 | 2 | 3 | 1 | 1 | 2 | 2 | 3 | 15
EQUIP | PH-NEUTRL | 9 | PH NEUTRALIZATION SYSTEM | 24 | PHNUTNK | 7 | PH NEUTRALIZATION TANK | 22 | A system used to treat special waste before discharge to the sewer | 66 | OPS, DIV07, DIV08 | 1 | 1 | 1 | 2 | 3 | 1 | 1 | 2 | 2 | 3 | 15
NONE | PHONE | 5 | EMERGENCY PHONE | 15 | EPACCES | 7 | EMERGENCY PHONE, ACCESS | 23 | Campus emergency phone enclosures | 33 | OPS | 1 | 1 | 1 | 2 | 3 | 1 | 1 | 2 | 2 | 3 | 14
NONE | PHONE | 5 | EMERGENCY PHONE | 15 | EPBLULT | 7 | EMERGENCY PHONE, BLUE LIGHT | 27 | Campus emergency phone enclosures, lit by blue light | 52 | OPS | 1 | 1 | 1 | 2 | 3 | 1 | 1 | 2 | 2 | 3 | 14
EQUIP | PRSSRVESSL | 10 | PRESSURE VESSEL | 15 | PRSVESL | 7 | PRESSURE VESSEL | 15 |  | 0 | DIV02, DIV07 | 1 | 1 | 1 | 2 | 3 | 1 | 1 | 2 | 2 | 3 | 25
EQUIP | PUMP | 4 | PUMP | 4 | PUBLRFD | 7 | PUMP, BOILER FEED | 17 | A pump used for feedwater to a boiler | 37 | DIV07, DIV08 | 2 | 2 | 2 | 3 | 3 | 2 | 1 | 3 | 3 | 3 | 18
EQUIP | PUMP | 4 | PUMP | 4 | PUBOSTG | 7 | PUMP, BOOSTER, GAS | 18 | A pump/machine used to increase gas pressure on a system. | 57 | DIV02 | 1 | 1 | 1 | 1 | 2 | 1 | 1 | 2 | 2 | 2 | 18
EQUIP | PUMP | 4 | PUMP | 4 | PUBOSTW | 7 | PUMP, BOOSTER, WATER | 20 | A pump used to increase flow & pressure on a buildings domestic (city) water system | 83 | DIV02 | 1 | 1 | 1 | 2 | 3 | 1 | 1 | 2 | 2 | 3 | 18
EQUIP | PUMP | 4 | PUMP | 4 | PU-CHEM | 7 | PUMP, CHEMICAL | 14 |  | 0 | DIV07,DIV08 | 3 | 3 | 3 | 3 | 4 | 3 | 1 | 3 | 3 | 4 | 18
EQUIP | PUMP | 4 | PUMP | 4 | PUCHWTR | 7 | PUMP, CHILLED WATER | 19 | A pump that circulates chilled water | 36 | DIV08 | 1 | 1 | 1 | 2 | 3 | 1 | 1 | 2 | 2 | 3 | 18
EQUIP | PUMP | 4 | PUMP | 4 | PU-COND | 7 | PUMP, CONDENSATE | 16 | A pump used to move steam condensate | 36 | DIV07 | 1 | 1 | 1 | 2 | 3 | 1 | 1 | 2 | 2 | 3 | 18
EQUIP | PUMP | 4 | PUMP | 4 | PUCDWTR | 7 | PUMP, CONDENSER WATER | 21 | A pump that circulates condenser water | 38 | DIV08 | 1 | 1 | 1 | 2 | 3 | 1 | 1 | 2 | 2 | 3 | 18
EQUIP | PUMP | 4 | PUMP | 4 | PUCOOLT | 7 | PUMP, COOLING TOWER | 19 | A pump used to circulate water through a cooling tower | 54 | DIV07 | 1 | 1 | 1 | 2 | 3 | 1 | 1 | 2 | 2 | 3 | 18
EQUIP | PUMP | 4 | PUMP | 4 | PUDHUMD | 7 | PUMP, DEHUMIDIFICATION | 22 | A pump that circulates a dehumidification loop | 46 | DIV08 | 1 | 1 | 1 | 2 | 3 | 1 | 1 | 2 | 2 | 3 | 18
EQUIP | PUMP | 4 | PUMP | 4 | PUDOMST | 7 | PUMP, DOMESTIC WATER | 20 | A pump that circulates domestic water | 37 | DIV02 | 1 | 1 | 1 | 2 | 3 | 1 | 1 | 2 | 2 | 3 | 18
EQUIP | PUMP | 4 | PUMP | 4 | PUDULSV | 7 | PUMP, DUAL SERVICE | 18 | A pump that can be switched to circulate chilled, hot or condenser water | 72 | DIV08 | 1 | 1 | 1 | 2 | 3 | 1 | 1 | 2 | 2 | 3 | 18
EQUIP | PUMP | 4 | PUMP | 4 | PUFDWTR | 7 | PUMP, FEEDWATER | 15 | A pump used for feedwater to equipment | 38 | DIV07, DIV08 | 2 | 2 | 2 | 3 | 3 | 2 | 1 | 3 | 3 | 3 | 18
EQUIP | PUMP | 4 | PUMP | 4 | PUJOCKY | 7 | PUMP, FIRE JOCKEY | 17 | A pump used to maintain pressure in a fire protection system | 60 | OPS, DIV02 | 1 | 1 | 1 | 2 | 3 | 1 | 1 | 2 | 2 | 3 | 18
EQUIP | PUMP | 4 | PUMP | 4 | PU-FIRE | 7 | PUMP, FIRE SUPPRESSION | 22 | A pump used to deliver water to a fire suppression system | 57 | OPS, DIV02 | 1 | 1 | 1 | 2 | 3 | 1 | 1 | 2 | 2 | 3 | 18
EQUIP | PUMP | 4 | PUMP | 4 | PUFUTRN | 7 | PUMP, FUEL TRANSFER | 19 | A pump used to transfer fuel from one storage tank to another | 61 | DIV07,DIV08 | 1 | 1 | 1 | 2 | 3 | 1 | 1 | 2 | 2 | 3 | 18
EQUIP | PUMP | 4 | PUMP | 4 | PUGLYCL | 7 | PUMP, GLYCOL | 12 | A pump used to inject glycol into a water loop | 46 | DIV07,DIV08 | 1 | 1 | 1 | 2 | 3 | 1 | 1 | 2 | 2 | 3 | 18
EQUIP | PUMP | 4 | PUMP | 4 | PUFZBLD | 7 | PUMP, FREEZE OR BLEND | 21 | A pump used to circulate water through a units cooling loop | 59 | DIV07,DIV08 | 1 | 1 | 1 | 2 | 3 | 1 | 1 | 2 | 2 | 3 | 18
EQUIP | PUMP | 4 | PUMP | 4 | PU-HWTR | 7 | PUMP, HOT WATER | 15 | A pump that circulates hot water | 32 | DIV07,DIV08 | 1 | 1 | 1 | 2 | 3 | 1 | 1 | 2 | 2 | 3 | 18
EQUIP | PUMP | 4 | PUMP | 4 | PUHYDRO | 7 | PUMP, HYDRONIC CIRCULATION | 26 | A pump for general hot water circulation throughout a building | 62 | DIV07,DIV08 | 1 | 1 | 1 | 2 | 3 | 1 | 1 | 2 | 2 | 3 | 18
EQUIP | PUMP | 4 | PUMP | 4 | PUMUWTR | 7 | PUMP, MAKE UP WATER | 19 |  | 0 | DIV07,DIV08 | 1 | 1 | 1 | 2 | 3 | 1 | 1 | 2 | 2 | 3 | 18
EQUIP | PUMP | 4 | PUMP | 4 | PUPHNUT | 7 | PUMP, PH NEUTRALIZATION | 23 | A pump servicing a PH neutralization system | 43 | DIV02,DIV08 | 1 | 1 | 1 | 2 | 3 | 1 | 1 | 2 | 2 | 3 | 18
EQUIP | PUMP | 4 | PUMP | 4 | PU-POOL | 7 | PUMP, POOL WATER | 16 | A pump that circulates pool water | 33 | DIV08 | 1 | 1 | 1 | 2 | 3 | 1 | 1 | 2 | 2 | 3 | 18
EQUIP | PUMP | 4 | PUMP | 4 | PUSEWER | 7 | PUMP, SEWER OR LIFT STATION | 27 | A pump used to lift sanitary waste to a gravity drain | 53 | DIV02 | 1 | 1 | 1 | 2 | 3 | 1 | 1 | 2 | 2 | 3 | 16
EQUIP | PUMP | 4 | PUMP | 4 | PU-SUMP | 7 | PUMP, SUMP | 10 | A pump used to drain pits & sumps | 33 | DIV02 | 1 | 1 | 1 | 2 | 3 | 1 | 1 | 2 | 2 | 3 | 12
EQUIP | PUMP | 4 | PUMP | 4 | PUVACUM | 7 | PUMP, VACUUM | 12 | A pump designed to create a vacuum | 34 | DIV08 | 1 | 1 | 1 | 2 | 3 | 1 | 1 | 2 | 2 | 3 | 18
EQUIP | RAINWATER | 9 | RAINWATER RECLAMATION SYSTEM | 28 | RAINWTR | 7 | RAINWATER RECLAMATION SYSTEM | 28 | A system which recovers rainwater for uses such as irrigation | 61 | DIV02 | 3 | 3 | 3 | 3 | 3 | 3 | 3 | 3 | 3 | 3 | 18
NONE | REFRIG | 6 | REFRIGERATION | 14 | RFRGCMP | 7 | REFRIGERATION, COMPRESSOR | 25 |  | 0 | DIV08 | 2 | 2 | 2 | 3 | 4 | 2 | 1 | 3 | 3 | 4 | 12
EQUIP | REFRIG | 6 | REFRIGERATION | 14 | RFRGCOL | 7 | REFRIGERATION, WALK-IN COOLER | 29 | A room designed to maintain a cold environment above 32 degrees F but below ambient | 83 | DIV08, OPS | 2 | 2 | 2 | 3 | 4 | 2 | 1 | 3 | 3 | 4 | 30
EQUIP | REFRIG | 6 | REFRIGERATION | 14 | RFRGFRZ | 7 | REFRIGERATION, WALK-IN FREEZER | 30 | A room designed to maintain a freezing temp below 32 degrees F | 62 | DIV08, OPS | 2 | 2 | 2 | 3 | 4 | 2 | 1 | 3 | 3 | 4 | 30
EQUIP | REFRIG | 6 | REFRIGERATION | 14 | RFRIGRT | 7 | REFRIGERATOR | 12 | An appliance designed to maintain above 32 degrees F but below ambient | 70 | DIV08, OPS | 2 | 2 | 2 | 3 | 4 | 2 | 1 | 3 | 3 | 4 | 14
EQUIP | REFRIG | 6 | REFRIGERATION | 14 | RFRGLAB | 7 | REFRIGERATOR, LAB | 17 | An appliance designed to maintain above 32 degrees F but below ambient | 70 | DIV08, OPS | 1 | 1 | 1 | 2 | 3 | 1 | 1 | 2 | 2 | 3 | 14
EQUIP | RODI | 4 | REVERSE OSMOSIS DISTILLED WATER | 31 | RODIWTR | 7 | REVERSE OSMOSIS DISTILLED WATER | 31 | A system that converts city water in Reverse Osmosis (RO) water | 63 | OPS,DIV08 | 1 | 1 | 1 | 2 | 3 | 1 | 1 | 2 | 2 | 3 | 5
FACILITY | ROOF | 4 | ROOF | 4 | RFGLASS | 7 | ROOF, GLASS | 11 | A roofing system comprised of plate glass panels | 48 | OPS, DIV01 | 1 | 1 | 1 | 2 | 3 | 1 | 1 | 2 | 2 | 3 | 25
FACILITY | ROOF | 4 | ROOF | 4 | RFMMBRN | 7 | ROOF, MEMBRANE | 11 | A roofing system comprised of synthetic, rubber or PVC type materials | 69 | OPS, DIV01 | 1 | 1 | 1 | 2 | 3 | 1 | 1 | 2 | 2 | 3 | 25
FACILITY | ROOF | 4 | ROOF | 4 | RFMETAL | 7 | ROOF, METAL | 11 | A roofing system comprised of metal pieces or tiles | 51 | OPS, DIV01 | 1 | 1 | 1 | 2 | 3 | 1 | 1 | 2 | 2 | 3 | 15
FACILITY | ROOF | 4 | ROOF | 4 | RFSHING | 7 | ROOF, SHINGLES | 11 | A roofing system comprised of overlapping materials | 51 | OPS, DIV01 | 1 | 1 | 1 | 2 | 3 | 1 | 1 | 2 | 2 | 3 | 15
FACILITY | ROOF | 4 | ROOF | 4 | RFSLATE | 7 | ROOF, SLATE | 11 | A roofing system comprised of overlapping slate shingles | 56 | OPS, DIV01 | 1 | 1 | 1 | 2 | 3 | 1 | 1 | 2 | 2 | 3 | 50
EQUIP | SCREEN | 6 | SCREEN | 6 | SCRNPRJ | 7 | SCREEN, PROJECTION | 18 | A clean and clear backdrop used to clearly project an image onto | 64 | DIV01 | 3 | 3 | 3 | 4 | 4 | 3 | 1 | 4 | 4 | 4 | 25
EQUIP | SOOTBLOWER | 10 | SOOT BLOWER | 11 | SOTBLWR | 7 | SOOT BLOWER | 11 | A system for removing the soot deposited during combustion | 58 | DIV07 | 1 | 1 | 1 | 2 | 3 | 1 | 1 | 2 | 2 | 3 | 18
EQUIP | SOLAR | 5 | SOLAR SYSTEM | 12 | SOLRCTL | 7 | SOLAR SYSTEM, CONTROL PANEL | 27 | Solar control systems, panels or inverters. | 44 | OPS
FACILITY | SOLAR | 5 | SOLAR SYSTEM | 12 | SOLRPNL | 7 | SOLAR SYSTEM, SOLAR PANELS | 26 | Solar panels | 12 | OPS
EQUIP | STEAM-GEN | 9 | STEAM GENERATOR | 15 | STEMGEN | 7 | STEAM GENERATOR | 15 |  | 0 | DIV07, DIV08 | 1 | 1 | 1 | 2 | 3 | 1 | 1 | 2 | 2 | 3 | 25
FACILITY | STEAM-TRAP | 10 | STEAM TRAP | 10 | STEMTRP | 7 | STEAM TRAP | 10 | A device used to remove condensate from steam lines | 51 | OPS, DIV07, DIV08 | 3 | 3 | 3 | 3 | 4 | 3 | 1 | 3 | 3 | 4 | 28
EQUIP | STRAINERS | 9 | STRAINERS AND SEPARATORS | 24 | OIL-SEP | 7 | OIL SEPARATOR | 13 | A system used to separate oil & water for discharge | 51 | DIV07, DIV08, DIV05 | 1 | 1 | 1 | 2 | 3 | 1 | 1 | 2 | 2 | 3 | 25
EQUIP | STRAINERS | 9 | STRAINERS AND SEPARATORS | 24 | OIL-STR | 7 | OIL STRAINER | 12 | A system used for straining #6 Oil (Only utilized at the CHP) | 61 | DIV07, DIV08, DIV05 | 1 | 1 | 1 | 2 | 3 | 1 | 1 | 2 | 2 | 3 | 25
EQUIP | STRAINERS | 9 | STRAINERS AND SEPARATORS | 24 | SOLIDIN | 7 | SOLIDS INTERCEPTOR | 18 | A system used to separate solids from water for discharge | 57 | DIV02 | 1 | 1 | 1 | 2 | 3 | 1 | 1 | 2 | 2 | 3 | 25
EQUIP | TANK | 4 | TANK | 4 | TNKACID | 7 | TANK, ACID CROCK, SANITARY WASTE | 32 |  | 0 | DIV02 | 2 | 2 | 2 | 3 | 4 | 2 | 1 | 3 | 3 | 4 | 15
EQUIP | TANK | 4 | TANK | 4 | TNKCSCD | 7 | TANK, CASCADE | 13 |  | 0 | DIV02, DIV07, DIV08 | 2 | 2 | 2 | 3 | 4 | 2 | 1 | 3 | 3 | 4 | 15
EQUIP | TANK | 4 | TANK | 4 | TNKCMSF | 7 | TANK, CHEMICAL SHOT FEEDER | 26 |  | 0 | DIV02 | 2 | 2 | 2 | 3 | 4 | 2 | 1 | 3 | 3 | 4 | 15
EQUIP | TANK | 4 | TANK | 4 | TNKDRAT | 7 | TANK, DEARATOR | 14 | A device that vents air from a piping system | 44 | DIV07, DIV08 | 2 | 2 | 2 | 2 | 3 | 2 | 1 | 2 | 2 | 3 | 15
NONE | TANK | 4 | TANK | 4 | TNKXPNS | 7 | TANK, EXPANSION | 15 | A vessel that contains the over-expansion of material from a system | 67 | DIV02, DIV07, DIV08 | 2 | 2 | 2 | 2 | 3 | 2 | 1 | 2 | 2 | 3 | 15
EQUIP | TANK | 4 | TANK | 4 | TNKFLSH | 7 | TANK, FLASH, BLOWDOWN | 21 |  | 0 | DIV02, DIV07, DIV08 | 2 | 2 | 2 | 2 | 3 | 2 | 1 | 2 | 2 | 3 | 15
EQUIP | TANK | 4 | TANK | 4 | TNKDISL | 7 | TANK, FUEL-DIESEL | 17 | A vessel used to store diesel fuel | 34 | OPS | 1 | 1 | 1 | 2 | 2 | 1 | 1 | 2 | 2 | 2 | 15
EQUIP | TANK | 4 | TANK | 4 | TNK-OIL | 7 | TANK, FUEL-OIL | 14 | A vessel used to store oil | 26 | DIV07, DIV02 | 2 | 2 | 2 | 2 | 2 | 2 | 1 | 2 | 2 | 2 | 15
EQUIP | TANK | 4 | TANK | 4 | TNKGLYC | 7 | TANK, GLYCOL FEED STATION | 25 | A vessel used to store & feed glycol into a loop | 48 | DIV07, DIV02 | 2 | 2 | 2 | 2 | 2 | 2 | 1 | 2 | 2 | 2 | 15
NONE | TANK | 4 | TANK | 4 | TNK-GAS | 7 | TANK, COMPRESSED GAS | 20 | A vessel used to store compressed gas | 37 | N/A | 2 | 2 | 2 | 2 | 2 | 2 | 1 | 2 | 2 | 2 | 15
EQUIP | TANK | 4 | TANK | 4 | TNK-HWS | 7 | TANK, HOT WATER STORAGE | 23 | A vessel used to store hot water | 32 | DIV07, DIV08 | 2 | 2 | 2 | 2 | 3 | 2 | 1 | 2 | 2 | 3 | 10
EQUIP | TANK | 4 | TANK | 4 | TNKHYDO | 7 | TANK, HYDRAULIC OIL | 19 | A vessel used to store hydraulic oil | 36 | DIV07, DIV02 | 2 | 2 | 2 | 2 | 2 | 2 | 1 | 2 | 2 | 2 | 15
EQUIP | TANK | 4 | TANK | 4 | TNKMRCR | 7 | TANK, MAIN RECEIVER | 19 |  | 0 | DIV07, DIV08 | 2 | 2 | 2 | 2 | 3 | 2 | 1 | 2 | 2 | 3 | 15
EQUIP | TANK | 4 | TANK | 4 | TNKWATR | 7 | TANK, WATER | 11 | A vessel used to store water | 28 | DIV07, DIV02, OPS | 2 | 2 | 2 | 2 | 3 | 2 | 1 | 2 | 2 | 3 | 15
EQUIP | TERM-UNITS | 10 | TERMINAL UNITS | 14 | TRM-CUH | 7 | TERMINAL UNITS, CABINET UNIT HEATER | 35 | A heater mounted in a cabinet | 29 | DIV08 | 3 | 3 | 3 | 3 | 4 | 3 | 1 | 3 | 3 | 4 | 20
EQUIP | TERM-UNITS | 10 | TERMINAL UNITS | 14 | TRMCABX | 7 | TERMINAL UNITS, CAV BOX | 23 | An HVAC flow control box that is constant volume | 48 | DIV08 | 3 | 3 | 3 | 3 | 4 | 3 | 1 | 3 | 3 | 4 | 28
EQUIP | TERM-UNITS | 10 | TERMINAL UNITS | 14 | TRMCONV | 7 | TERMINAL UNITS, CONVECTOR | 25 |  | 0 | DIV08 | 3 | 3 | 3 | 3 | 4 | 3 | 1 | 3 | 3 | 4 | 20
EQUIP | TERM-UNITS | 10 | TERMINAL UNITS | 14 | TRMDUCT | 7 | TERMINAL UNITS, DUCT HEATER | 27 |  | 0 | DIV08 | 3 | 3 | 3 | 3 | 4 | 3 | 1 | 3 | 3 | 4 | 15
EQUIP | TERM-UNITS | 10 | TERMINAL UNITS | 14 | TRMFNCL | 7 | TERMINAL UNITS, FAN COIL | 24 | A cabinet type fan & coil unit. Can be heating, cooling or both | 63 | DIV08 | 3 | 3 | 3 | 3 | 4 | 3 | 1 | 3 | 3 | 4 | 20
EQUIP | TERM-UNITS | 10 | TERMINAL UNITS | 14 | TRMFILT | 7 | TERMINAL UNITS, FAN POWERED FILTER | 34 | An fan powered air filtration unit | 34 | DIV08 | 3 | 3 | 3 | 3 | 4 | 3 | 1 | 3 | 3 | 4 | 25
EQUIP | TERM-UNITS | 10 | TERMINAL UNITS | 14 | TRMFINT | 7 | TERMINAL UNITS, FIN TUBE | 24 |  | 0 | DIV08 | 3 | 3 | 3 | 3 | 4 | 3 | 1 | 3 | 3 | 4 | 20
EQUIP | TERM-UNITS | 10 | TERMINAL UNITS | 14 | TRMINDT | 7 | TERMINAL UNITS, INDUCTION | 25 |  | 0 | DIV08 | 3 | 3 | 3 | 3 | 4 | 3 | 1 | 3 | 3 | 4 | 15
EQUIP | TERM-UNITS | 10 | TERMINAL UNITS | 14 | TERM-RA | 7 | TERMINAL UNITS, RADIANT HEATER | 30 |  | 0 | DIV08 | 3 | 3 | 3 | 3 | 4 | 3 | 1 | 3 | 3 | 4 | 10
EQUIP | TERM-UNITS | 10 | TERMINAL UNITS | 14 | TERM-UH | 7 | TERMINAL UNITS, UNIT HEATER | 27 | An appliance used to heat an area by using steam, hot water or electricity | 74 | DIV08 | 3 | 3 | 3 | 3 | 4 | 3 | 1 | 3 | 3 | 4 | 10
EQUIP | TERM-UNITS | 10 | TERMINAL UNITS | 14 | TERM-UV | 7 | TERMINAL UNITS, UNIT VENTILATOR | 31 | An air handler unit designed to move air | 40 | DIV08 | 3 | 3 | 3 | 3 | 4 | 3 | 1 | 3 | 3 | 4 | 25
EQUIP | TERM-UNITS | 10 | TERMINAL UNITS | 14 | TRMVABX | 7 | TERMINAL UNITS, VAV BOX | 23 | An HVAC flow control box that is variable volume | 48 | DIV08 | 3 | 3 | 3 | 3 | 4 | 3 | 1 | 3 | 3 | 4 | 28
EQUIP | TERM-UNITS | 10 | TERMINAL UNITS | 14 | TRMVAFP | 7 | TERMINAL UNITS, VAV FAN POWERED | 31 | An HVAC fan powered flow control box that is variable volume | 60 | DIV08 | 3 | 3 | 3 | 3 | 4 | 3 | 1 | 3 | 3 | 4 | 25
EQUIP | TRANSFORMR | 10 | TRANSFORMER | 11 | XFMRDRY | 7 | TRANSFORMER, DRY | 16 | A device used to either increase or decrease electrical voltage | 63 | DIV03 | 2 | 2 | 2 | 2 | 3 | 2 | 1 | 2 | 2 | 3 | 30
EQUIP | TRANSFORMR | 10 | TRANSFORMER | 11 | XFMROIL | 7 | TRANSFORMER, OIL | 16 | A device used to either increase or decrease electrical voltage | 63 | DIV03 | 2 | 2 | 2 | 2 | 3 | 2 | 1 | 2 | 2 | 3 | 30
FACILITY | TREE | 4 | TREE | 4 | TREECMP | 7 | TREE, CAMPUS | 12 | A plant of great height with a woody main stem and branches set off the ground | 78 | DIV05 | 3 | 3 | 3 | 4 | 4 | 3 | 1 | 4 | 4 | 4 | 20 | DISCUSS WITH PAT VETERE
EQUIP | VALVE | 5 | VALVE | 5 | VLVAIRX | 7 | VALVE, AIR, GENERAL EXHAUST VALVE | 33 | HVAC exhaust air valve | 22 | OPS, DIV08, DIV09 | 2 | 1 | 2 | 2 | 2 | 1 | 1 | 2 | 2 | 2 | 15 | controllers
EQUIP | VALVE | 5 | VALVE | 5 | VLVAIRS | 7 | VALVE, AIR, GENERAL SUPPLY VALVE | 32 | HVAC supply air valve | 21 | OPS, DIV08, DIV09 | 2 | 1 | 2 | 2 | 2 | 1 | 1 | 2 | 2 | 2 | 15 | controllers
EQUIP | VALVE | 5 | VALVE | 5 | VLVBWTR | 7 | VALVE, BACKWATER | 16 |  | 0 | DIV02 | 2 | 2 | 2 | 3 | 4 | 2 | 1 | 3 | 3 | 4 | 15
EQUIP | VALVE | 5 | VALVE | 5 | VLVCTRL | 7 | VALVE, CONTROL | 14 |  | 0 | DIV02 | 2 | 2 | 2 | 3 | 4 | 2 | 1 | 3 | 3 | 4 | 15
EQUIP | VALVE | 5 | VALVE | 5 | VLVDMXG | 7 | VALVE, DOMESTIC MIXING | 22 | A valve that mixes hot and cold water for constant safe temperature | 67 | DIV02 | 2 | 2 | 2 | 3 | 4 | 2 | 1 | 3 | 3 | 4 | 15
EQUIP | VALVE | 5 | VALVE | 5 | VLVPNEU | 7 | VALVE, PNEUMATIC CONTROL | 24 | A pneumatic valve that is used to control another system | 56 | DIV02 | 2 | 2 | 2 | 3 | 4 | 2 | 1 | 3 | 3 | 4 | 15
EQUIP | VALVE | 5 | VALVE | 5 | VLVPSRV | 7 | VALVE, PRESSURE RELIEF | 22 | A valve which allows the release of excess air or water pressure | 64 | DIV02 | 2 | 2 | 2 | 3 | 4 | 2 | 1 | 3 | 3 | 4 | 15
FACILITY | VALVE | 5 | VALVE | 5 | VLVTRAP | 7 | VALVE, TRAP SEAL PRIMER | 23 | A valve which adds water to drains to trap sewer gases | 54 | DIV02 | 2 | 2 | 2 | 3 | 4 | 2 | 1 | 3 | 3 | 4 | 15
EQUIP | VEHICLE | 7 | VEHICLE | 7 | VEHICLE | 7 | VEHICLE | 7 | An independently powered craft used for the transportation of people or materials | 81 | DIV06 | 3 | 3 | 3 | 4 | 4 | 3 | 1 | 4 | 4 | 4 | 8 | DO WE REQUIRE A BREAKOUT OF TYPES OF VEHICLES? (Use Nomenclature-ML
EQUIP | VFD | 3 | VARIABLE FREQUENCY DRIVE | 24 | VFDRIVE | 7 | VARIABLE FREQUENCY DRIVE | 24 | A device used to control the speed of an electric motor | 55 | DIV09 | 2 | 2 | 2 | 3 | 4 | 2 | 1 | 3 | 3 | 4 | 15
NONE | WASHER | 6 | WASHER | 6 | WSHCAGE | 7 | WASHER, CAGE | 12 | A large washer used to clean & disinfect animal cages | 54 | OPS | 4 | 4 | 4 | 3 | 4 | 4 | 1 | 3 | 3 | 4 | 18
NONE | WASHER | 6 | WASHER | 6 | WSHFLSK | 7 | WASHER, FLASK SCRUBBER | 22 | A washer used to clean & disinfect lab glassware | 48 | OPS | 4 | 4 | 4 | 3 | 4 | 4 | 1 | 3 | 3 | 4 | 18
NONE | WASHER | 6 | WASHER | 6 | WSHDISH | 7 | WASHER, DISHWASHER | 18 | A washer used to clean & disinfect eating utensils | 50 | OPS | 4 | 4 | 4 | 3 | 4 | 4 | 1 | 3 | 3 | 4 | 18
EQUIP | WATERHTPMP | 10 | WATER SOURCE HEAT PUMP | 22 | WTRHTPU | 7 | WATER SOURCE HEAT PUMP | 22 |  | 0 | OPS, DIV07, DIV09 | 2 | 2 | 2 | 3 | 4 | 2 | 1 | 3 | 3 | 4 | 15
EQUIP | WATER-SAMP | 10 | WATER SAMPLE COOLER | 19 | WTRSAMP | 7 | WATER SAMPLE COOLER | 19 |  | 0 | DIV07, DIV08 | 3 | 3 | 3 | 4 | 4 | 3 | 1 | 4 | 4 | 4 | 12
EQUIP | WATER-SOFT | 10 | WATER SOFTNER | 13 | WTRSOFT | 7 | WATER SOFTNER | 13 | A divice or system used to remove heavy or metalic minerals from water. | 71 | OPS, DIV07, DIV08 | 2 | 2 | 2 | 3 | 4 | 2 | 1 | 3 | 3 | 4 | 12
FACILITY | WATER-TRMT | 10 | WATER TREATMENT | 15 | WTRTRMT | 7 | WATER CHEMICAL TREATMENT STATION | 32 | A system which alters water chemical balance to meet a desired need | 67 | DIV07,DIV08, OPS | 2 | 2 | 2 | 3 | 4 | 2 | 1 | 3 | 3 | 4 | 12

## Keyword-Pivot (hidden)
Row Labels
ACCESS CONTROL
AIR COMPRESSOR
AIR CONDITIONING UNIT
AIR DRYER
AIR HANDLING UNIT
AUTOCLAVE
BACKFLOW PREVENTER
BATTERY
BLEACHERS
BLINDS
BOILER
BURNER
CASCADE SYSTEM
CHILLED BEAM
CHILLER
CHIMNEY
CLOCKS, BELLS AND TIMERS
COIL
CONTROLS
CONVEYANCE
COOLING TOWER
DAMPER
DEFIBRILLATOR
DEHUMIDIFIER
DOCK EQUIPMENT
DOOR
DRAIN
DUST COLLECTOR WOOD, WELDING
ELECTRICAL SYSTEM
ELECTRICAL, CARBON MONOXIDE SYSTEM
EMERGENCY GENERATOR
EMERGENCY PHONE
EMERGENCY WASH STATION
ENERGY RECOVERY UNIT
ENVIRONMENTAL CHAMBER
FAN
FIELD
FILTRATION
FIRE ALARM
FIRE EXTINGUISHER
FIRE HYDRANT PRIVATE
FIRE SUPPRESSION SYSTEM
FIREESCAPE
FIREPLACE
FUME HOOD
FURNACE
GAS SYSTEM, MEDICAL, LAB, ETC.
GFCI RECEPTACLES
HEAT EXCHANGER
HEAT RECOVERY UNIT
HEAT RECOVERY WHEEL
HEATER
HEPA UNIT
HOT WATER HEATER
HUMIDIFIER
HYDRATION
ICEMAKER
IRRIGATION
KEY CONTROL BOX
LIGHTING
LIGHTNING PROTECTION
LOUVERS
MANHOLE
MASONRY SYSTEMS
METER
MONITORING SYSTEM
MOTORS
PH NEUTRALIZATION SYSTEM
PRESSURE VESSEL
PUMP
RAINWATER RECLAMATION SYSTEM
REFRIGERATION
REVERSE OSMOSIS DISTILLED WATER
ROOF
SCREEN
SOLAR SYSTEM
SOOT BLOWER
STEAM GENERATOR
STEAM TRAP
STRAINERS AND SEPARATORS
TANK
TERMINAL UNITS
TRANSFORMER
TREE
VALVE
VARIABLE FREQUENCY DRIVE
VEHICLE
WASHER
WATER SAMPLE COOLER
WATER SOFTNER
WATER SOURCE HEAT PUMP
WATER TREATMENT
(blank)

## MFR_List ref
MFR (10) | MFR Description (65) | LEN | LEN1
AAON | AAON | 4 | 4
ABB | THE ABB GROUP | 3 | 13
ACCESS-IND | ACCESS INDUSTRIES, INC. | 10 | 23
ACME-FAN | ACME FAN CO. | 8 | 12
ACME-MFR | ACME ENGINEERING & MFR. | 8 | 23
ADAMSON | ADAMSON | 7 | 7
ADVANCE | ADVANCE LIFTS | 7 | 13
ADVNTGCNTL | ADVANTAGE CONTROLS | 10 | 18
AEG | AEG | 3 | 3
AIR-COMPR | AIR COMPRESSOR PRODUCTS | 9 | 23
AIRTHERM | AIRTHERM | 8 | 8
AJAX | AJAX BOILER, INC. | 4 | 17
ALADDIN | ALADDIN | 7 | 7
ALFA-LAVAL | ALFA-LAVAL | 10 | 10
ALLEN-BRAD | ALLEN-BRADLEY | 10 | 13
ALLIED | ALLIED STEEL | 6 | 12
ALLIS-CHAL | ALLIS-CHALMERS | 10 | 14
ALL-LITE | ALL-LITE ARCHITECTURAL PRODUCTS | 8 | 31
ALYAN | ALYAN PUMP CO. | 5 | 14
AMERICAN | AMERICAN STANDARD | 8 | 17
AMES | AMES | 4 | 4
AMIAD | AMIAD WATER SYSTEMS (PEP FILTERS) | 5 | 33
AMINE | AMINE PUMPS | 5 | 11
AMTECH | AMTECH | 6 | 6
AMTROL | AMTROL INC. | 6 | 11
ANNEXAIR | ANNEX-AIR | 8 | 9
AO-SMITH | A.O. SMITH | 8 | 10
APC | AMERICAN POWER CONVERSION (SCHNEIDER ELECTRIC) | 3 | 46
API | AMERICAN PRECISION INDUSTRIES, INC. | 3 | 35
AQUA-PURE | AQUA-PURE (3M COMPANY) | 9 | 22
ARCO-IDEA | ARCO-IDEAL | 9 | 10
ARMSTRONG | ARMSTRONG | 9 | 9
ARROW | ARROW MFG. | 5 | 10
ASCENSION | ASCENSION PORTABLE LIFT | 9 | 23
ASCO | ASCO POWER (EMERSON) | 4 | 20
ATLANTIC | ATLANTIC | 8 | 8
ATLAS | ATLAS COPCO | 5 | 11
AURORA | AURORA PUMP | 6 | 11
AW-CHEST | AW CHESTERTON CO. | 8 | 17
BAC | BALTIMORE AIR COIL | 3 | 18
BAELEV | B.A. ELEVATOR | 6 | 13
BALDOR | BALDOR ELECTRIC CO. (SUPER-E) | 6 | 29
BARBERCLMN | BARBER-COLEMAN | 10 | 14
BARD | BARD CO. | 4 | 8
BARRY | BARRY BLOWER | 5 | 12
BAY-STATE | BAY STATE | 9 | 9
BEACON | BEACON MEDEAS MEDICAL | 6 | 21
BECKER | BECKER PUMPS CORP | 6 | 17
BECKETT | BECKETT (PUMP) CO. | 7 | 18
BECKWITH | BECKWITH | 8 | 8
BEECO | BEECO HERSEY | 5 | 12
BEL-ART | BEL-ART PRODUCTS | 7 | 16
BELL-GOSS | BELL & GOSSETT DOMESTIC PUMP | 9 | 28
BERKELEY | BERKELEY PUMP | 8 | 13
BERKO | BERKO | 5 | 5
BERNSTROM | BERNSTROM INC. | 9 | 14
BITZER | BITZER US INC. | 6 | 14
BOHN | BOHN HEATCRAFT | 4 | 14
BPE | BURT PROCESS EQUIPMENT | 3 | 22
BRADWHITE | BRADFORD WHITE CO. | 9 | 18
BRAY | BRAY INTERNATIONAL | 4 | 18
BRIEDERT | BRIEDERT-LOUVEREX FAN | 8 | 21
BROAN | BROAN FAN CO. | 5 | 13
BROAN-MFG | BROAN MFG. CO. | 9 | 14
BROAN-MFR | BROAN MFR. CO. | 9 | 14
BROAN-MTR | BROAN MOTORS | 9 | 12
BRUNNER | BRUNNER | 7 | 7
BRYAN | BRYAN BOILER INC. | 5 | 17
BRYANT | BRYANT | 6 | 6
BUFFALO | BUFFALO PUMP | 7 | 12
BUFFLO-FOR | BUFFALO FORGE | 10 | 13
BURKS-PUMP | BURKS PUMP | 10 | 10
BURNHAM | BURNHAM CORP. | 7 | 13
CAMBRIPORT | CAMBRIDGEPORT HVAC ACCESSORIES & ENGINEERED SYSTEMS | 10 | 51
CAMUS | CAMUS DYNAFLAME | 5 | 15
CANARIIS | CANARAIIS CORPORATION | 8 | 21
CAPTIVAIRE | CAPTIVEAIRE SYSTEMS | 10 | 19
CARLIN | CARLIN COMBUSTION TECHNOLOGY | 6 | 28
CARNES | CARNES FAN CO. | 6 | 14
CARRIER | CARRIER CORP. | 7 | 13
CAST-ROC | CAST-ROC-R | 8 | 10
CAT | CATERPILLAR | 3 | 11
CEMCO | CEMCO | 5 | 5
CEMLINE | CEMLINE | 7 | 7
CENTRAL | CENTRAL AIR CO. | 7 | 15
CENTRICOOK | CENTRI COOK VANE | 10 | 16
CENTURY | CENTURY ELECTRIC | 7 | 16
CHALLENGE | CHALLENGE AIR PRODUCTS | 9 | 22
CHAMPION | CHALLENGE AIR CO. | 8 | 17
CHEVROLET | CHEVROLET | 9 | 9
CHICAGO | CHICAGO BLOWER CO. | 7 | 18
CHROMULOX | CHROMULOX | 9 | 9
CINCINNATI | CINCINNATI | 10 | 10
CLAIR | CLAIR - UV | 5 | 10
CLEAVER | CLEAVER BROOKS | 7 | 14
CLEMCO | CLEMCO CORP. | 6 | 12
CLEMCO-INC | CLEMCO INC. | 10 | 11
CLIMACOOL | CLIMA COOL CORP. | 9 | 16
COCKRANE | COCKRANE DIVISION CRANE | 8 | 23
COLMAC | COLMAC COIL MANUFACTURING INC. | 6 | 30
COLT | COLT-QUINCY | 4 | 11
COMFORT | COMFORT AIR | 7 | 11
COMPU-AIRE | COMPU-AIRE, INC. | 10 | 16
CONBRACO | CONBRACO | 8 | 8
CONTIMTRS | THE CONTI CO. | 9 | 13
CONTINENT | CONTINENT | 9 | 9
CONVIRON | CONVIRON | 8 | 8
COOK | LOREN COOK CO. | 4 | 14
COOKSON | THE COOKSON COMPANY | 7 | 19
COOL-AIR | COOL AIR | 8 | 8
COOPER | COOPER PRODUCTS | 6 | 15
COPELAND | COPELAND COPELEMETIC | 8 | 20
CRANE-DEM | CRANE-DEMING | 9 | 12
CROWN | CROWN IND. | 5 | 10
CRUCIAL | CRUCAIL POWER PRODUCTS | 7 | 22
CRYSTAL | CRYSTAL TIP | 7 | 11
CUBES-FAN | CUBES FAN | 9 | 9
CUMMINS | CUMMINS INC. | 7 | 12
CURTIS | CURTIS-TOLEDO AIR PRODUCTS | 6 | 26
DA-LITE | DA-LITE SCREEN COMPANY | 7 | 22
DA-MATOT | D. A. MATOT, INC. | 8 | 17
DATA-AIRE | DATA AIRE INC. | 9 | 14
DAVIDSON | DAVIDSON FAN CO. | 8 | 16
DAYTN-SPDR | DAYTON-SPEEDAIRE | 10 | 16
DAYTON | DAYTON | 6 | 6
DAYTON-MTR | DAYTON MOTORS | 10 | 13
DAYTON-PRO | DAYTON PRODUCTS | 10 | 15
DELCO | DELCO | 5 | 5
DES-CHAMPS | DES CHAMPS TECHNOLOGIES (MUNTERS) | 10 | 33
DEVILBLISS | DEVIL-BLISS | 10 | 11
DEZURIK | DEZURIK VALVES | 7 | 14
DODGE | DODGE | 5 | 5
DOERR | DOERR AIR COMPRESSOR | 5 | 20
DOMESTIC | DOMESTIC ENGINEER PUMP | 8 | 22
DOVER | DOVER | 5 | 5
DRESSER | DRESSER INCORPORATED | 7 | 20
DUAL-LITE | DUAL LITE | 9 | 9
DUNHAM-BUS | DUNHAM-BUSCH | 10 | 12
DUNKIRK | DUNKIRK BOILERS (ECR INTERNATIONAL, INC) | 7 | 40
DYNARAY | DYNARAY | 7 | 7
EATON | EATON POWER SYSTEMS | 5 | 19
ECLIPSE | ECLIPSE | 7 | 7
ECONMITE | MIDCO ECONOMITE | 8 | 15
ELECTRO | ELECTRO-STEAM GENERATOR CORP. | 7 | 29
ELITE | ELITE | 5 | 5
ELKAY | ELKAY MANUFACTUIRNG, COMPANY | 5 | 28
EMBASSY | EMBASSY | 7 | 7
EMERGI-LIT | EMERGI-LITE | 10 | 11
EMERSON | EMERSON ELECTRIC | 7 | 16
EMGLO-AIR | EMGLO AIR | 9 | 9
ENCON-MFG | ENCON. MFG. CO. | 9 | 15
ENERGY | ENERGY | 6 | 6
ENERJET | ENERJET | 7 | 7
ENVIRONAIR | ENVIRONAIR SYSTEMS | 10 | 18
EGC | ENVIRONMENTAL GROWTH CHAMBERS | 3 | 29
ENVIRO-TEC | ENVIROTEC (by JOHNSON CONTROLS) | 10 | 31
ENVIROTEK | ENVIROTEK USA INC. | 9 | 18
EVAPCO | EVAPCO | 6 | 6
EVERHARD | EVERHARD LIFT | 8 | 13
EVERPURE | EVERPURE, LLC | 8 | 13
EXIT-AIRE | EXIT AIRE | 9 | 9
FAIRBANKS | FAIRBANKS MORRIS | 9 | 16
FARMTEK | FARMTEK | 7 | 7
FASCO-CORP | FASCO CORPORATION | 10 | 17
FASCO-IND | FASCO INDUSTRIES | 9 | 16
FASCO-MTR | FASCO MOTORS | 9 | 12
FEBCO | FEBCO | 5 | 5
FEDERAL | FEDERAL ELECTRIC | 7 | 16
FEDRL-PUMP | FEDERAL PUMPS | 10 | 13
FHP-MANUF | FHP MANUFACTURING DIVISION | 9 | 26
FIAT-MANF | FIAT MANUFACTURERS | 9 | 18
FILTRINE | FILTRINE MANUFACTURING CO. | 8 | 26
FIRESTONE | FIRESTONE BUILDING PRODUCTS | 9 | 27
FIRETROL | FIRETROL PROTECTION SYSTEMS INC. | 8 | 32
FISHER | FISHER FA | 6 | 9
FKD-SERIES | FKD SERIES | 10 | 10
FLANDERS | FLANDERS CORP. | 8 | 14
FLOW-SERVE | FLOW SERVE PUMP | 10 | 15
FLYGT | FLYGT | 5 | 5
FM-EVENTS | FACILITIES MANAGEMENT EVENTS | 9 | 28
FORD | FORD | 4 | 4
FRANKLIN | FRANKLIN ELECTRIC | 8 | 17
FRIEDRICH | FRIEDRICH | 9 | 9
FULTON | FULTON BOILER WORKS | 6 | 19
FUNCTIOND | FUNCTIONAL DEVICES (RIB) | 9 | 24
FUTERA | FUTERA | 6 | 6
GAMEWELL | GAMEWELL FIRE CONTROL INSTRUMENTS | 8 | 33
GANDC | GALLI & CASSINA | 5 | 16
GARAVENTA | GARAVENTA LIFT | 9 | 14
GARDNERD | GARDNER-DENVER | 8 | 14
GE | GENERAL ELECTRIC | 2 | 16
GEM | GLOBAL ELECTRIC MOTOR CARS - DAIMLER CHRYSLER COMPANY | 3 | 53
GENERAC | GENERAC | 7 | 7
GENFITTING | GENERAL FITTINGS COMPANY | 10 | 24
GLENCO | GLENCO REFRIGERATION EQUIPMENT | 6 | 30
GMC | GMC | 3 | 3
GM-DELCO | GEM-DELCO | 8 | 9
GMI | GMI, INC. | 3 | 9
GOODMAN | GOODMAN | 7 | 7
GOULD | GOULD ELECTRIC | 5 | 14
GOULD-MTR | GOULD MOTORS | 9 | 12
GOULD-PUMP | GOULD PUMPS | 10 | 11
GOULDS | G&L PUMPS | 6 | 9
GRAHAM | GRAHAM WATER COOLERS | 6 | 20
GRDN-PRTT | GORDON PRATT | 9 | 12
GREENHECK | GREENHECK | 9 | 9
GRINDFOS | GRINDFOS PUMPS | 8 | 14
GRINNELL | GRINNELL FLOW CONTROL | 8 | 21
GRISWOLD | GRISWOLD PUMP | 8 | 13
GRUNDFOS | GRUNDFOS PUMP CO. | 8 | 17
GSI | G.S.I. | 3 | 6
GUARDIAN | GUARDIAN EQUIPMENT | 8 | 18
HAAKON | HAAKON, INC. | 6 | 12
HAMILTON | HAMILTON SCIENTIFIC LLC | 8 | 23
HANKISON | HANKISON, SPX CORP | 8 | 18
HARRIS | HARRIS ENVIRONMENTAL SYSTEMS, INC. | 6 | 34
HARSCO | HARSCO INDUSTRIAL | 6 | 17
HARTELL | HARTELL | 7 | 7
HASKRIS | HASKRIS CO. | 7 | 11
HASTINGS | HASTINGS CORP. | 8 | 14
HAWS-CO | HAW'S CORPORATION | 7 | 17
HAWS-P | HAW'S PRODUCTS | 6 | 14
HB-SMITH | H.B. SMITH | 8 | 10
HEAT-CONT | HEAT CONTROL INC. | 9 | 17
HEATEX | HEATEX | 6 | 6
HIGHLAND | HIGHLAND TANK | 8 | 13
HOMA-P | HOMA PUMP TECHNOLOGY INC. | 6 | 25
HONDA | AMERICAN HONDA MOTOR CO. INC | 5 | 28
HONEYWELL | HONEYWELL INC. | 9 | 14
HOSHIZAKI | HOSHIZAKI | 9 | 9
HOWELL | HOWELL MOTOR CO. | 6 | 16
HUBBELL | HUBBELL INCORPORATED | 7 | 20
HYDRO | HYDRO-THERM | 5 | 11
ILG-CO | ILG CO. | 6 | 7
ILG-INDUS | ILG INDUS | 9 | 9
ILG-VENTI | ILG VENTI | 9 | 9
INDEECO | INDEECO ELECTRIC HEATING AND CONTROLS | 7 | 37
INGERSOLL | INGERSOLL-RAND | 9 | 14
INNOVENT | INNOVENT AIR HANDLING EQUIPMENT | 8 | 31
INTR-COMF | INTERNATIONAL COMFORT | 9 | 21
ITT-CORP | ITT CORP. | 8 | 9
JANITROL | JANITROL | 8 | 8
JAY-SMITH | JAY R. SMITH MFG. CO. | 9 | 21
JEEP | JEEP | 4 | 4
JENN-AIR | JENN-AIR | 8 | 8
JENNINGS | JENNINGS PUMPS, INC. | 8 | 20
JFD-TUBE | J.F.D. TUBE & COIL PRODUCTS | 8 | 27
JHNSNCTRLS | JOHNSON CONTROLS | 10 | 16
JL-WINGERT | J.L. WINGERT CO. | 10 | 16
JOHN-DEER | JOHN DEER CO. | 9 | 13
JOHNSON | JOHNSON FURNACES, MFG. | 7 | 22
JOSAM | JOSAM COMPANY | 5 | 13
JOSLYNCLRK | JOSLYN CLARK (DANAHER SPECIALTY PRODUCTS) | 10 | 41
KARGARD | KARGARD | 7 | 7
KEISER | KEISER CORPORATION | 6 | 18
KELLOG | KELLOG-AMERICAN | 6 | 15
KEWANEE | BURTON MECHANICAL LTD. (PREV. KEWANEE BOILER) | 7 | 45
KEYSTONE | KEYSTONE PUMPS | 8 | 14
KOHLER | KOHLER | 6 | 6
KOLDWAVE | KOLDWAVE | 8 | 8
KOMLINE | KOMLINE-SANDERSON | 7 | 17
KONE | KONE INC. | 4 | 9
KRUEGER | KRUEGER (AIR SYSTEM COMPONENTS) | 7 | 31
KSB | KSB PUMPS & VALVES | 3 | 18
LABCONCO | LABCONCO | 8 | 8
LANCASTER | LANCASTER PUMP | 9 | 14
LARKIN | LARKIN COLD STORAGE | 6 | 19
LAUREN | LAUREN CO | 6 | 9
LAYNE-BOWL | LAYNE-BOWLER | 10 | 12
LEESON-MTR | LESSON MOTORS | 10 | 13
LELAND | LELAND FARADAY | 6 | 14
LENAPE | LENAPE | 6 | 6
LENNOX | LENNOX CORP. | 6 | 12
LENNOX-INC | LENNOX IN | 10 | 9
LEONARD | LEONARD | 7 | 7
LIBERTY | LIBERTY PUMPS | 7 | 13
LIEBERT | LIEBERT CORP. | 7 | 13
LIMA-ELEC | LIMA ELECTRIC | 9 | 13
LINCGUARD | LINCGUARD | 9 | 9
LINCOLN | LINCOLN ELECTRIC | 7 | 16
LITLGIANT | LITTLE GIANT PUMP CO. | 9 | 21
LOCHINVAR | LOCHINVAR COPPER HEATER | 9 | 23
LUTRON | LUTRON ELECTRONICS INC. | 6 | 23
MAGIC | MAGIC CHEF | 5 | 10
MAGNETEK | MAGNETEK ELECTRIC | 8 | 17
MANITOWOC | MANITOWOC ICE MACHINES | 9 | 22
MARATHON | MARATHON ELECTRIC | 8 | 17
MARATHONP | MARATHON PUMPS | 9 | 14
MARK | MARK ENGINNERED PRODUCTS | 4 | 24
MARLEY | MARLEY | 6 | 6
MARLOW | MARLOW PUMP | 6 | 11
MARSHFIELD | MARSHFIELD DOORSYSTEMS | 10 | 22
MASS-ENGR | MASS ENGR. | 9 | 10
MCQUAY | MCQUAY | 6 | 6
MECHOSYS | MECHOSYSTEMS | 8 | 12
MEDTRONIC | MEDTRONIC INC. | 9 | 14
MELBEN | MELBEN | 6 | 6
MELBREN | MELBREN | 7 | 7
MENLO | MENLO | 5 | 5
MESTEK | MESTEK INC. | 6 | 11
METROMATIC | METROMATIC INC. | 10 | 15
METRON | METRON INC. (HUBBELL) | 6 | 21
METROPLITN | METROPOLITAN INDUSTRIES INC. | 10 | 28
MICRON | MICRON TECHNOLOGIES | 6 | 19
MIDCO | MIDCO INT. (ECONOMITE, INCINOMITE, UNIPOWER) | 5 | 44
MILTON-ROY | MILTON ROY PUMPS | 10 | 16
MITSUB | MITSUBISHI | 6 | 10
MKPLASTICS | M. K. PLASTICS CORPORATION | 10 | 26
MODERNFOLD | MODERNFOLD INC. | 10 | 15
MORLEY | MORLEY | 6 | 6
MTH | MTH | 3 | 3
MUELLER | MUELLER (PAUL MUELLER COMPANY) | 7 | 30
MULTISTACK | MULTISTACK | 10 | 10
MUNTERS | MUNTERS | 7 | 7
MYERS | MYERS POWER PRODUCTS INC. | 5 | 25
NAILOR | NAILOR COMPANY | 6 | 14
NASH-HYTOR | NASH HYTOR | 10 | 10
NATIONAL | NATIONAL US RADIATOR | 8 | 20
NEPTRONIC | NEPTRONIC (NEP INC.) | 9 | 20
NEPTUNE | NEPTUNE CHEMICAL PUMPS | 7 | 22
NEWBRUNSWI | NEW BRUNSWICK | 10 | 13
NEWYORK | NEW YORK BLOWER | 7 | 15
NIBCO | NIBCO INC | 5 | 9
NTNLWHEEL | NATIONAL WHEEL-O-VATOR | 9 | 22
NUTONE | NUTONE FAN CO. | 6 | 14
OASIS | OASIS INTERNATIONAL | 5 | 19
ODP | ODP | 3 | 3
OLDDOMINIO | OLD DOMINION | 10 | 12
OLYMPIAN | OLYMPIAN | 8 | 8
ONAN | ONAN | 4 | 4
OTIS | OTIS ELEVATOR CO. | 4 | 17
OVERHEAD | OVERHEAD DOOR COMPANY | 8 | 21
PACE-CORP | PACE CORP. | 9 | 10
PACIFIC | PACIFIC PUMP | 7 | 12
PACO-PUMP | PACO PUMP CO. | 9 | 13
PANASONIC | PANASONIC CORPORATION | 9 | 21
PARAGON | PARAGON OIL CO. (TEXACO) | 7 | 24
PAT-KELLY | PATTERSON-KELLY | 9 | 15
PATTERSON | PATTERSON PUMPS | 9 | 15
PAYNE | PAYNE (CARRIER CO.) | 5 | 19
PAYNENORTH | PAYNE/NORTHERN | 10 | 14
PEERLESS | PEERLESS FAN CO. | 8 | 16
PEERLESS-P | PEERLESS PUMP COMPANY | 10 | 21
PEMALL | PEMALL FIRE EXTINGUISHER CO. | 6 | 28
PENN-VENT | PENN VENTILATION | 9 | 16
PHASE | PHASE INDUCTION | 5 | 15
PHOENIX | PHOENIX CONTROLS | 7 | 16
PLASTIC | PLASTIC BLOWER | 7 | 14
PLASTIFER | PLASTIFER SRL | 9 | 13
PORTER-CO | PORTER CO | 9 | 9
PORTER-PE | PORTER-PE | 9 | 9
POWEREX | POWEREX COMPRESSORS | 7 | 19
POWERFLAME | POWER FLAME | 10 | 11
POWER-LIN | POWER LIN | 9 | 9
POWERWARE | POWERWARE GLOBAL SERVICES | 9 | 25
PRECISION | PRECISION PLUMBING PRODUCTS | 9 | 27
PRESTCOLD | PRESTCOLD | 9 | 9
PUROFLUX | PUROFLUX CORPORATION | 8 | 20
PVI | PVI INDUSTRIES | 3 | 14
QMARK | Q MARK | 5 | 6
QUINCY-AIR | QUINCY AIR PRODUCTS | 10 | 19
RAE-CORP | RAE CORPORATION | 8 | 15
RAMTEL | RAMTEL CO. | 6 | 10
RAYNOR | RAYNOR | 6 | 6
RAY-PAK | RAY-PAK | 7 | 7
RBI-FUTERA | RBI - FUTERA MODULATION | 10 | 23
RELIANCE | RELIANCE ELECTRIC | 8 | 17
REMA | REMA DRI-VAC | 4 | 12
REPCO | REPCO | 5 | 5
REZNOR | REZNOR | 6 | 6
RHEEM | RHEEM | 5 | 5
RICHARDSON | RICHARDSON/BOYNTON | 10 | 18
RIETSCHLE | RIETSCHLE VACUUM PUMPS | 9 | 22
ROCKWELL | ROCKWELL EQUIPMENT SUPPLY CO. | 8 | 29
RUSSELL | RUSSELL ELECTRIC | 7 | 16
RUUD | RUUD CORPORATION | 4 | 16
RUWAC | RUWAC INDUSTRIAL VACUUMS | 5 | 24
SAFEWAY | SAFEWAY ELECTRONICS | 7 | 19
SALEMGLASS | SALEM GLASS COMPANY | 10 | 19
SAMARITAN | SAMARITAN PAD | 9 | 13
SANYO | SANYO CORP | 5 | 10
SARCO | SARCO PUMPS | 5 | 11
SATCON | SATCON TECHNOLOGY CORPORATION | 6 | 29
SCHINDLER | SCHINDLER (ELEVATOR CO.) | 9 | 24
SCHNEIDER | SCHNEIDER ELECTRIC (SQUARE-D) | 9 | 29
SDMO | SDMO INTERNATIONAL | 4 | 18
SEARS | SEARS BRANDS LLC. | 5 | 17
SEMCO | SEMCO LLC. (FLAKT WOODS GROUP) | 5 | 30
SIEMENS | SIEMENS | 7 | 7
SIKA | SIKA CORPORATION (SARNAFIL) | 4 | 27
SKIDMORE | SKIDMORE PUMPS | 8 | 14
SKYJACK | SKY JACK INC. | 7 | 13
SMITH-AIR | SMITH AIR COMP. | 9 | 15
SOFT-RAIN | SOFT RAIN IRRIGATOR | 9 | 19
SOUTHWORTH | SOUTHWORTH PRODUCTS CORP | 10 | 24
SPACEAGE | SPACE AGE ELECTRONICS INC. | 8 | 26
SPEAKMAN | SPEAKMAN WILDEL | 8 | 15
SPEEDAIRE | SPEEDAIRE PRODUCTS AT GRAINGER | 9 | 30
SPENCER | SPENCER GAS CUBE | 7 | 16
SPIRAX-SAR | SPIRAX SARCO PUMPS | 10 | 18
STAIR-GLID | STAIR-GLIDE | 10 | 11
STANCOR | STANCOR COMPANY | 7 | 15
STANDARDX | STANDARD XCHANGE (XYLEM) | 9 | 24
STATE | STATE | 5 | 5
STERIS | STERIS CORPORATION | 6 | 18
STERLING | STERLING HVAC PRODUCTS | 8 | 22
STROBIC | STROBIC AIR CORPORATION | 7 | 23
STURTEVAN | STURTEVANT FAN CO. | 9 | 18
SULLAIR | SULLAIR COMPRESSOR | 7 | 18
SULZER | SULZER PUMPS | 6 | 12
SUNPOWER | SUNPOWER CORPORATION | 8 | 20
SUNRAY | SUNRAY POLYURETHANE | 6 | 19
SUPERIOR | SUPERIOR | 8 | 8
SUSSMAN | SUSSMAN ELECTRIC BOILERS | 7 | 24
SYMMONS | SYMMONS | 7 | 7
SYNCROFLOW | SYNCROFLOW INC | 10 | 14
TACO | TACO INC. | 4 | 9
TAURUS | TAURUS FA | 6 | 9
TECUMSEH | TECUMSEH REFRIGERATION EQUIPMENT | 8 | 32
TEMPRITE | TEMPRITE | 8 | 8
TEXACO | TEXACO | 6 | 6
THERMAL | THERMAL SOLUTIONS | 7 | 17
THRUSH | THRUSH | 6 | 6
THYSSEN | THYSSENKRUPP ELEVATOR | 7 | 21
TIERDON | TIERDON | 7 | 7
TITUS | TITUS HVAC | 5 | 10
TJERNLUND | TJERNLUND | 9 | 9
TORIT | DONALDSON TORIT FANS | 5 | 20
TOSHIBA | TOSHIBA | 7 | 7
TORNATECH | TORNATECH INC. | 9 | 14
TPI-CORP | TPI CORP. (MARKEL, RAYWALL, REDD-I, FOSTORIA, HOTPOD) | 8 | 53
TRANE | TRANE CORP. | 5 | 11
TRAULSEN | TRAULSEN REFRIGERATION | 8 | 22
TRENTON | TRENTON REFRIGERATION | 7 | 21
TROX | TROX USA INC. | 4 | 13
TWINCITY | TWIN CITY FAN & BLOWER | 8 | 22
TYCO-CNTRL | TYCO THERMAL CONTROLS | 10 | 21
TYCO-INT | TYCO INTERNATIONAL LTD. (SOFTWAREHOUSE) | 8 | 39
TYPHOON | TYPHOON | 7 | 7
UBW | UBW BOILERS | 3 | 11
ULTRA-AIR | NUMATICS/ULTRA-AIR | 9 | 18
UNIVERSAL | UNIVERSAL ELECTRIC | 9 | 18
URANUS-T | URANUS THERMAL (VICARB INC.) | 8 | 28
US-ELEC | U. S. ELECTRIC | 7 | 14
US-ELEV | UNITED STATES ELEVATOR, INC. | 7 | 28
US-FILTER | US FILTER | 9 | 9
US-MOTOR | U. S. MOTOR | 8 | 11
UTICA | UTICA BOILERS | 5 | 13
VC-SYSTEMS | VC SYSTEMS AND CONTROLS INC. | 10 | 28
VECTOR | VECTOR INDUSTRIES INC. | 6 | 22
VENTROL | VENTROL AIR HANDLER | 7 | 19
VICTAULIC | VICTAULIC COMPANY | 9 | 17
VICTORY | VICTORY | 7 | 7
VULCAN | VULCAN CORP. | 6 | 12
WAGNER | WAGNER MOTORS | 6 | 13
WAGNER-INC | WAGNER INC. | 10 | 11
WALTON | WALTON LAB CO. | 6 | 14
WARREN | WARREN CONTROLS | 6 | 15
WATTS | WATTS | 5 | 5
WAUKESHA | WAUKESHA | 8 | 8
WAYNE-PUMP | WAYNE PUMP CORP | 10 | 15
WEBSTER | WEBSTER BURNER | 7 | 14
WEG | WEG | 3 | 3
WEIL | WEIL COMPANY | 4 | 12
WEIL-MCL | WEIL-MCLAIN (HVAC) | 8 | 18
WEIL-PUMP | WEIL PUMP COMPANY INC. | 9 | 22
WESSELS | WESSELS TANK CO. | 7 | 16
WESTNGHSE | WESTINGHOUSE ELECTRIC CO. | 9 | 25
WESTWARWIC | WEST WARWICK WINWATER INC. | 10 | 26
WHALEN | WHALEN | 6 | 6
WHIRLTEC | WHIRLTEC | 8 | 8
WILKINS | WILKINS | 7 | 7
WILLIAMSON | WILLIAMSON | 10 | 10
WINCO | WINCO | 5 | 5
WING | WING FAN | 4 | 8
WINPOWER | WINPOWER | 8 | 8
WON-DOOR | WON-DOOR CORPORATION | 8 | 20
WOODS-INC | WOODS INC. | 9 | 10
WORTHING | WORTHINGTON CORP. | 8 | 17
WW-WELDING | WEST WARWICK WELDING INC. | 10 | 25
YOEMANS | YOEMANS PUMP | 7 | 12
YORK-CORP | YORK CORP. | 9 | 10
YORK-INTE | YORK INTERNATION CORP. | 9 | 22
YORK-MFG | YORK MFG. | 8 | 9
YOUNGSTOWN | YOUNGSTOWN STEEL | 10 | 16
YRK-SHPLY | YORK SHIPLEY | 9 | 12
ZENITH | ZENITH (GE ENERGY) | 6 | 18
ZEPHYR | ZEPHYR VENTILATION | 6 | 18
ZOELLER | ZOELLER PUMP COMPANY | 7 | 20
ZURN | ZURN ENERGY | 4 | 11

## EQ_Groups ref (hidden)
EQ_GROUP (Crew) | GROUP DESCRIPTION
ADMIN | ADMINISTRATIVE
BUSUPRT | BUSINESS SUPPORT
CAD | CAD
DIV01 | STRUCTURAL-CARPENTRY
DIV02 | PLUMBING
DIV03 | ELECTRICAL
DIV04AD | CUSTODIAL-ADMIN
DIV04AM | CUSTODIAL-AM SHIFT
DIV04CL | CUSTODIAL-CLEANING
DIV04DN | CUSTODIAL-DINING SERVICES
DIV04E | CUSTODIAL-EAST CAMPUS
DIV04KN | CUSTODIAL-KEENEY QUAD
DIV04OFF | CUSTODIAL-OFF-CAMPUS
DIV04OV | CUSTODIAL-OVERNIGHT
DIV04PB | CUSTODIAL-PEMBROKE
DIV04PE | CUSTODIAL-EVENING SHIFT-EAST
DIV04PW | CUSTODIAL-EVENING SHIFT-WEST
DIV04SV | CUSTODIAL-EQUIP SERVICE AND REPAIR
DIV05 | GROUNDS
DIV06 | STORES
DIV07 | MECHANICAL-CHP
DIV08 | MECHANICAL-HVAC
DIV09 | MECHANICAL-CONTROLS
DIV10 | MECHANICAL-2ND SHIFT
ENGINR | ENGINEERING
ENVRMTL | ENVIRONMENTAL
EVENTS | EVENTS SUPPORT
HR | HUMAN RESOURCES
NON-FM | NON-FACILITIES DEPARTMENT
OPS | OPERATIONS
PDC | PROJECT MANAGEMENT
REALEST | REAL ESTATE
SERVRSP | SERVICE RESPONSE
STRCMEP | STRUCTURAL/MEP REVIEW
SYSSERV | INFO TECHNOLOGY

## Active-Bldg List ref
Building Abbr | Building | Description | Portfolio | Site | Building Usage | Status | Owned | Address 1 | Address 2 | Plat Lot | Construction Date | Floors Gross Area | Floors Interior Area | Account (BAT)
ALUMNAE | 100076 | ALUMNAE HALL | ACADEMIC NON-RESEARCH | MAIN | ACAD | ACTIVE | OWNED | 194 MEETING ST | PROVIDENCE, RI 02912 | 10-649A | 1926-01-01 | 32690 | 26946 | CC40000.1033
ANDREWHALL | 100103 | ANDREWS HALL | DORMITORY | MAIN | DORMITORY | ACTIVE | OWNED | 211 BOWEN ST | PROVIDENCE, RI 02912 | 10-649B | 1947-01-01 | 133567 | 112965 | CC56000.1007
ANDREWSHSE | 100200 | ANDREWS HOUSE | STUDENT LIFE | MAIN | SUPPORT | ACTIVE | OWNED | 13 BROWN ST | PROVIDENCE, RI 02912 | 12-458A | 1899-12-31 | 22146 | 17215 | CC40000.1080
ANGELL127 | 100115 | ANGELL ST 127 | AUXILIARY | MAIN | AUXILIARY | ACTIVE | OWNED | 127 ANGELL ST | PROVIDENCE, RI 02912 | 12-235 |  | 5299 | 4512 | CC54000.1002
ANGELL129 | 100141 | ANGELL ST 129 | AUXILIARY | MAIN | AUXILIARY | ACTIVE | OWNED | 129 ANGELL ST | PROVIDENCE, RI 02912 | 12-161 |  | 4268 | 3573 | CC54000.1002
ANGELL169 | 100160 | ANGELL ST 169 | UNASSIGNED | MAIN | ACAD | ACTIVE | LEASED | 169 ANGELL ST | PROVIDENCE, RI 02809 | 12-171 | 1915-01-01 | 5984 | 5182 | CC72900.1001
ANGELL195 | 100186 | ANGELL ST 195 | STUDENT LIFE | MAIN | INDEPENDNT | ACTIVE | OWNED | 195 ANGELL ST | PROVIDENCE, RI 02912 | 12-177 | 1902-01-01 | 8538 | 7005 | CC40000.1076
ANNMARY | 100230 | ANNMARY BROWN MEMORIAL LIBRARY | ACADEMIC NON-RESEARCH | MAIN | LIBRARY | ACTIVE | OWNED | 21 BROWN ST | PROVIDENCE, RI 02912 | 12-458B | 1905-01-01 | 10744 | 9149 | CC40000.1090
KQARCHBRON | 100258 | ARCHIBALD-BRONSON: KEENEY QUAD | DORMITORY | MAIN | DORMITORY | ACTIVE | OWNED | 17 BENEVOLENT ST | PROVIDENCE, RI 02912 | 12-455 | 1957-01-01 | 62167 | 51649 | CC56000.1017
ARNOLDLAB | 100278 | ARNOLD LAB | ACADEMIC NON-RESEARCH | MAIN | ACAD | ACTIVE | OWNED | 91 WATERMAN ST | PROVIDENCE, RI 02912 | 12-249A | 1915-01-01 | 28936 | 24557 | CC57000.1008
BARBOUR | 100129 | BARBOUR HALL | DORMITORY | MAIN | DORMITORY | ACTIVE | OWNED | 100 CHARLESFIELD ST | PROVIDENCE, RI 02912 | 16-598 | 1904-01-01 | 54591 | 46413 | CC56000.1008
BH | 100077 | BARUS & HOLLEY | ACADEMIC RESEARCH | MAIN | ACAD | ACTIVE | OWNED | 184 HOPE ST | PROVIDENCE, RI 02912 | 13-088B | 1965-01-01 | 207166 | 187041 | CC40000.1034
BARUSBUILD | 100171 | BARUS BUILDING | ACADEMIC NON-RESEARCH | MAIN | ACAD | ACTIVE | OWNED | 340 BROOK ST | PROVIDENCE, RI 02912 | 12-474 |  | 8456 | 7049 | CC40000.1070
BENE005 | 100001 | BENEVOLENT ST 005 | ADMIN/SUPPORT | MAIN | ADMIN | ACTIVE | OWNED | 5 BENEVOLENT ST | PROVIDENCE, RI 02912 | 12-378 |  | 5118 | 4115 | CC40000.1002
BENE020 | 100090 | BENEVOLENT ST 020 | STUDENT LIFE | MAIN | ADMIN | ACTIVE | OWNED | 20 BENEVOLENT ST | PROVIDENCE, RI 02912 | 12-346 |  | 9786 | 8522 | CC40000.1038
BENE022 | 100116 | BENEVOLENT ST 022 | AUXILIARY | MAIN | AUXILIARY | VACANT | OWNED | 22 BENEVOLENT ST | PROVIDENCE, RI 02912 | 12-345 |  | 5571 | 4791 | CC54000.1002
BENE026 | 100142 | BENEVOLENT ST 026 | STUDENT LIFE | MAIN | STUDENT AC | ACTIVE | OWNED | 26 BENEVOLENT ST | PROVIDENCE, RI 02912 | 12-344 |  | 5741 | 4713 | CC40000.1056
BENE070-72 | 100187 | BENEVOLENT ST 070-072 | AUXILIARY | MAIN | AUXILIARY | ACTIVE | OWNED | 70-72 BENEVOLENT ST | PROVIDENCE, RI 02912 | 12-372 |  | 5243 | 4430 | CC54000.1002
BENE074-80 | 100214 | BENEVOLENT ST 074-080 | AUXILIARY | MAIN | AUXILIARY | ACTIVE | OWNED | 74-80 BENEVOLENT ST | PROVIDENCE, RI 02912 | 12-373 |  | 8728 | 7601 | CC54000.1002
BENE083-85 | 100231 | BENEVOLENT ST 083-085 | UNASSIGNED | MAIN | COMMERCIAL | ACTIVE | OWNED | 83 BENEVOLENT ST | PROVIDENCE, RI 02912 | 12-408 |  | 4972 | 4449 | -
BENE084 | 100245 | BENEVOLENT ST 084 | AUXILIARY | MAIN | AUXILIARY | ACTIVE | OWNED | 84 BENEVOLENT ST | PROVIDENCE, RI 02912 | 13-223 |  | 4562 | 3998 | CC54000.1002
BENE086 | 100259 | BENEVOLENT ST 086 | AUXILIARY | MAIN | AUXILIARY | ACTIVE | OWNED | 86 BENEVOLENT ST | PROVIDENCE, RI 02912 | 13-130 |  | 5436 | 4622 | CC54000.1002
BENE088 | 100279 | BENEVOLENT ST 088 | STUDENT LIFE | MAIN | INDEPENDNT | ACTIVE | OWNED | 88 BENEVOLENT ST | PROVIDENCE, RI 02912 | 13-129 |  | 6919 | 5975 | CC40000.1110
BENE089 | 100016 | BENEVOLENT ST 089 | UNASSIGNED | MAIN | BRN2BRN | VACANT | OWNED | 89 BENEVOLENT ST | PROVIDENCE, RI 02912 | 13-133 |  | 2000 | 1564 | CC63300.1001
BENE093 | 100040 | BENEVOLENT ST 093 | UNASSIGNED | MAIN | BRN2BRN | VACANT | OWNED | 93 BENEVOLENT ST | PROVIDENCE, RI 02912 | 13-277 |  | 2439 | 1839 | CC63300.1001
BENE095 | 100065 | BENEVOLENT ST 095 | AUXILIARY | MAIN | BRN2BRN | VACANT | OWNED | 95 BENEVOLENT ST | PROVIDENCE, RI 02912 | 13-134 |  | 5099 | 4506 | CC54000.1002
BENE097 | 100078 | BENEVOLENT ST 097 | AUXILIARY | MAIN | BRN2BRN | VACANT | OWNED | 97 BENEVOLENT ST | PROVIDENCE, RI 02912 | 13-135 |  | 7254 | 6489 | CC54000.1002
BENE099 | 100104 | BENEVOLENT ST 099 | AUXILIARY | MAIN | BRN2BRN | VACANT | OWNED | 99 BENEVOLENT ST | PROVIDENCE, RI 02912 | 13-122 |  | 3776 | 3362 | CC54000.1002
BEN099GAR | 100172 | BENEVOLENT ST 099 - GARAGE | UNASSIGNED | MAIN | BRN2BRN | VACANT | OWNED | 99 BENEVOLENT ST | PROVIDENCE, RI 02912 | - | 1960-01-01 | 0 | 0 | CC54000.1002
BENOCOOKE | 100027 | BENONI COOKE HOUSE | UNASSIGNED | MAIN | ADMIN | ACTIVE | LEASED | 110 SOUTH MAIN ST | PROVIDENCE, RI 02912 | 12-473 |  | 12129 | 8830 | CC40000.1013
BENOCGAR | 100055 | BENONI COOKE HOUSE - GARAGE | UNASSIGNED | MAIN | ADMIN | ACTIVE | LEASED | 110 SOUTH MAIN ST | PROVIDENCE, RI 02912 | 12-473 |  | 3117 | 2412 | CC40000.1013
BIOMEDACF | 100002 | BIO-MED ACF | BIOMED | MAIN | ACAD | ACTIVE | OWNED | 173 MEETING ST | PROVIDENCE, RI 02912 | 10-704 | 1969-01-01 | 58735 | 49079 | CC57000.1001
BIOMEDCTR | 100091 | BIO-MED CTR | BIOMED | MAIN | ACAD | ACTIVE | OWNED | 171 MEETING ST | PROVIDENCE, RI 02912 | 10-704 | 1969-01-01 | 122792 | 106598 | CC57000.1005
BIOMEDGG | 100117 | BIO-MED GRIMSHAW-GUDEWICZ | BIOMED | MAIN | ACAD | ACTIVE | OWNED | 175 MEETING ST | PROVIDENCE, RI 02912 | 10-704 | 1989-01-01 | 55855 | 46341 | CC57000.1005
BERT | 100274 | BLDG FOR ENV RESEARCH & TEACHING | ACADEMIC RESEARCH | MAIN | ACAD | ACTIVE | OWNED | 85 WATERMAN ST | PROVIDENCE, RI 02912 | 12-249I | 1958-01-01 | 51014 | 44671 | CC40000.1108
BLISTEIN | 100143 | BLISTEIN HOUSE | ACADEMIC NON-RESEARCH | MAIN | ACAD | ACTIVE | OWNED | 57 WATERMAN ST | PROVIDENCE, RI 02912 | 12-222C |  | 6051 | 4822 | CC40000.1057
BOWEN219 | 100188 | BOWEN ST 219 | DORMITORY | MAIN | DORMITORY | ACTIVE | OWNED | 219 BOWEN ST | PROVIDENCE, RI 02912 | 10-580 |  | 8183 | 6991 | CC56000.1010
BOWEN244 | 100212 | BOWEN ST 244 | UNASSIGNED | MAIN | AUXILIARY | ACTIVE | LEASED | 244 BOWEN ST | PROVIDENCE, RI 02912 | 13-102 | 1914-01-01 | 0 | 0 | CC72900.1001
BOWEN247 | 100038 | BOWEN ST 247 | AUXILIARY | MAIN | AUXILIARY | ACTIVE | OWNED | 247 BOWEN ST | PROVIDENCE, RI 02912 | 13-251 |  | 10586 | 9059 | CC54000.1002
BOWEN251 | 100246 | BOWEN ST 251 | AUXILIARY | MAIN | AUXILIARY | ACTIVE | OWNED | 251 BOWEN ST | PROVIDENCE, RI 02912 | 13-250 | 1899-12-31 | 6462 | 5489 | CC54000.1002
BROOK245-7 | 100041 | BROOK ST 245-247 | AUXILIARY | MAIN | AUXILIARY | ACTIVE | OWNED | 245-247 BROOK ST | PROVIDENCE, RI 02912 | 16-533 | 1899-12-31 | 5140 | 4527 | CC54000.1002
BROOK250 | 100066 | BROOK ST 250 | UNASSIGNED | MAIN | COMMERCIAL | ACTIVE | OWNED | 250 BROOK ST | PROVIDENCE, RI 02912 | 16-634 | 1899-12-31 | 7513 | 6786 | CC30365.1002
BROOK281-3 | 100105 | BROOK ST 281-283 | AUXILIARY | MAIN | AUXILIARY | ACTIVE | OWNED | 281-283 BROOK ST | PROVIDENCE, RI 02912 | 13-137 | 1980-01-01 | 7228 | 6251 | CC54000.1002
BROOK287 | 100173 | BROOK ST 287 | UNASSIGNED | MAIN | AUXILIARY | VACANT | OWNED | 287 BROOK ST | PROVIDENCE, RI 02912 | 13-132 | 1970-01-01 | 3313 | 2970 | CC40000.1001
BROOK291 | 100202 | BROOK ST 291 | UNASSIGNED | MAIN | AUXILIARY | VACANT | OWNED | 291 BROOK ST | PROVIDENCE, RI 02912 | 13-132 | 1970-01-01 | 3737 | 3106 | CC40000.1001
BROOK333 | 100028 | BROOK ST 333 | ACADEMIC NON-RESEARCH | MAIN | ACAD | ACTIVE | OWNED | 333 BROOK ST | PROVIDENCE, RI 02912 | 13-249 | 1899-12-31 | 5036 | 4505 | CC40000.1014
BROOK341 | 100003 | BROOK ST 341 | ACADEMIC NON-RESEARCH | MAIN | ACAD | ACTIVE | OWNED | 341 BROOK ST | PROVIDENCE, RI 02912 | 13-288A |  | 5298 | 4208 | CC40000.1003
BROOK456 | 100118 | BROOK ST 456 | AUXILIARY | MAIN | AUXILIARY | ACTIVE | OWNED | 456 BROOK ST | PROVIDENCE, RI 02912 | 13-292 |  | 4777 | 3757 | CC54000.1002
BOB | 100144 | BROWN OFFICE BLDG | ADMIN/SUPPORT | MAIN | ADMIN | ACTIVE | OWNED | 164 ANGELL ST | PROVIDENCE, RI 02912 | 10-718 | 1969-01-01 | 78776 | 70790 | CC40000.1058
BROWN068H | 100140 | BROWN ST 068.5 | ACADEMIC NON-RESEARCH | MAIN | ACAD | ACTIVE | OWNED | 68.5 BROWN ST | PROVIDENCE, RI 02912 | 12-201 | 2001-02-01 | 7592 | 6170 | CC40000.1055
BROWN070 | 100162 | BROWN ST 070 | ACADEMIC NON-RESEARCH | MAIN | ACAD | ACTIVE | OWNED | 70 BROWN ST | PROVIDENCE, RI 02912 | 12-158 | 2001-01-01 | 33543 | 28388 | CC40000.1055
BROWN109 | 100247 | BROWN ST 109 | AUXILIARY | MAIN | BRN2BRN | VACANT | OWNED | 109 BROWN ST | PROVIDENCE, RI 02912 | 10-619 | 1899-12-31 | 3927 | 3458 | CC63300.1001
BROWN111 | 100261 | BROWN ST 111 | DORMITORY | MAIN | DORMITORY | ACTIVE | OWNED | 111 BROWN ST | PROVIDENCE, RI 02912 | 10-337A | 1899-12-31 | 4638 | 3992 | CC56000.1007
BROWN131-3 | 100042 | BROWN ST 131-133 | AUXILIARY | MAIN | AUXILIARY | ACTIVE | OWNED | 131-133 BROWN ST | PROVIDENCE, RI 02912 | 10-356 |  | 8098 | 6632 | CC54000.1002
BROWNSTAD | 100067 | BROWN STADIUM | ATHLETICS | MAIN | ATHLETICS | ACTIVE | OWNED | 112 SESSIONS ST | PROVIDENCE, RI 02912 | 7-003; 7-008; 7-088; 7-089; 7-090; 7-091; 7-092; 7-093; 7-094 | 1925-01-01 | 47553 | 15717 | CC40000.1027
BUTLERBLUM | 100257 | BUTLER HOSPITAL BLUMER BUILDING | UNASSIGNED | MAIN | HOSPITAL | ACTIVE | LEASED | 345 BLACKSTONE BLVD | PROVIDENCE, RI 02912 | 38-002 |  | 2201 | 1682 | CC72900.1001
BUTLERDUNC | 100292 | BUTLER HOSPITAL DUNCAN BUILDING | UNASSIGNED | MAIN | HOSPITAL | ACTIVE | LEASED | 345 BLACKSTONE BLVD | PROVIDENCE, RI 02912 | 38-002 |  | 11278 | 8447 | -
BUXTON | 100174 | BUXTON HOUSE: WRISTON QUAD | DORMITORY | MAIN | DORMITORY | ACTIVE | OWNED | 27 BROWN ST | PROVIDENCE, RI 02912 | 12-456 | 1951-01-01 | 23465 | 18617 | CC56000.1005
CARRIE | 100271 | CARRIE TOWER | UNASSIGNED | MAIN | SUPPORT | ACTIVE | OWNED | 69 WATERMAN ST | PROVIDENCE, RI 02912 | 12-249B | 1904-01-01 | 1747 | 550 | CC40000.1105
CASWELL | 100004 | CASWELL HALL | DORMITORY | MAIN | DORMITORY | ACTIVE | OWNED | 168 THAYER ST | PROVIDENCE, RI 02912 | 12-249C | 1903-01-01 | 26253 | 20273 | CC56000.1002
CNTRLHEAT | 100093 | CENTRAL HEAT PLANT | CENTRAL HEAT PLANT | MAIN | SUPPORT | ACTIVE | OWNED | 235 LLOYD ST | PROVIDENCE, RI 02912 | 11-116 | 1969-01-01 | 24580 | 21768 | CC70901.1001
CHAMPLIN | 100119 | CHAMPLIN: PEMBROKE QUAD | DORMITORY | MAIN | DORMITORY | ACTIVE | OWNED | 208 MEETING ST | PROVIDENCE, RI 02912 | 10-649C | 1960-01-01 | 30214 | 25604 | CC56000.1006
CHAPIN | 100163 | CHAPIN HOUSE: WRISTON QUAD | DORMITORY | MAIN | DORMITORY | ACTIVE | OWNED | 116 THAYER ST | PROVIDENCE, RI 02912 | 12456 | 1951-01-01 | 42447 | 34756 | CC56000.1005
CHAR038 | 100217 | CHARLESFIELD ST 038 | AUXILIARY | MAIN | AUXILIARY | VACANT | OWNED | 38 CHARLESFIELD ST | PROVIDENCE, RI 02912 | 16-597 |  | 4658 | 4219 | CC54000.1002
CHAR059 | 100248 | CHARLESFIELD ST 059 | AUXILIARY | MAIN | AUXILIARY | VACANT | OWNED | 59 CHARLESFIELD ST | PROVIDENCE, RI 02912 | 12-244 |  | 7188 | 6530 | CC54000.1002
CHAR066-68 | 100262 | CHARLESFIELD ST 066-068 | UNASSIGNED | MAIN | AUXILIARY | VACANT | OWNED | 66-68 CHARLESFIELD ST | PROVIDENCE, RI 02912 | 16-588 | 1915-01-01 | 5545 | 4678 | CC40000.1001
CHAR070-72 | 100281 | CHARLESFIELD ST 070-072 | UNASSIGNED | MAIN | AUXILIARY | ACTIVE | OWNED | 70-72 CHARLESFIELD ST | PROVIDENCE, RI 02912 | 16-175 | 1915-01-01 | 5798 | 4859 | CC54000.1002
CHAR071-73 | 100018 | CHARLESFIELD ST 071-073 | AUXILIARY | MAIN | AUXILIARY | ACTIVE | OWNED | 71-73 CHARLESFIELD ST | PROVIDENCE, RI 02912 | 13-140 |  | 10426 | 8527 | CC54000.1002
CHAR075 | 100043 | CHARLESFIELD ST 075 | ADMIN/SUPPORT | MAIN | SUPPORT | ACTIVE | OWNED | 75 CHARLESFIELD ST | PROVIDENCE, RI 02912 | 13-142 | 1967-01-01 | 8730 | 7383 | CC40000.1019
CHAR108-10 | 100159 | CHARLESFIELD ST 108-110 | AUXILIARY | MAIN | AUXILIARY | ACTIVE | OWNED | 108-110 CHARLESFIELD ST | PROVIDENCE, RI 02912 | 16-568 | 1910-09-01 | 6256 | 5375 | CC54000.1002
CHURCHILL | 100081 | CHURCHILL HOUSE | ACADEMIC NON-RESEARCH | MAIN | ACAD | ACTIVE | OWNED | 155 ANGELL ST | PROVIDENCE, RI 02912 | 12-167 | 1907-01-01 | 18995 | 16232 | CC40000.1035
CLIFFRD060 | 100309 | CLIFFORD ST 060 | UNASSIGNED | DOWNTOWN | COMMERCIAL | ACTIVE | OWNED | 60 CLIFFORD ST | PROVIDENCE, RI 02903 | 20-301 | 1945-01-01 | 10467 | 9418 | CC30365.1015
COOKE037 | 100204 | COOKE ST 037 | ADMIN/SUPPORT | MAIN | SUPPORT | ACTIVE | OWNED | 37 COOKE ST | PROVIDENCE, RI 02912 | 13-256 | 1909-01-01 | 9315 | 7705 | CC40000.1081
CORLISS-B | 100272 | CORLISS-BRACKETT | ACADEMIC NON-RESEARCH | MAIN | ACAD | ACTIVE | OWNED | 45 PROSPECT ST | PROVIDENCE, RI 02912 | 12-154B |  | 16106 | 12414 | CC40000.1106
CUSH084-86 | 100005 | CUSHING ST 084-086 | AUXILIARY | MAIN | AUXILIARY | ACTIVE | OWNED | 84-86 CUSHING ST | PROVIDENCE, RI 02912 | 10-337 |  | 5173 | 4235 | CC54000.1002
CUSH154 | 100094 | CUSHING ST 154 | AUXILIARY | MAIN | AUXILIARY | ACTIVE | OWNED | 154 CUSHING ST | PROVIDENCE, RI 02912 | 13-292 |  | 5374 | 4869 | CC54000.1002
CUSH166 | 100120 | CUSHING ST 166 | AUXILIARY | MAIN | AUXILIARY | ACTIVE | OWNED | 166 CUSHING ST | PROVIDENCE, RI 02912 | 13-292 |  | 5570 | 4627 | CC54000.1002
DAVOL001 | 100277 | DAVOL SQ 001 | UNASSIGNED | DOWNTOWN | COMMERCIAL | ACTIVE | OWNED | 1 DAVOL SQ | PROVIDENCE, RI 02903 | 21-407 | 1899-12-31 | 46908 | 40500 | CC30365.1013
DAVOL003 | 100145 | DAVOL SQ 003 | UNASSIGNED | DOWNTOWN | ADMIN | ACTIVE | LEASED | 3 DAVOL SQUARE 2ND FLR | PROVIDENCE, RI 02903 | 21-441 | 1899-12-31 | 36012 | 31134 | CC72900.1001
DAVOL010 | 100039 | DAVOL SQ 010 | UNASSIGNED | DOWNTOWN | COMMERCIAL | ACTIVE | OWNED | 10 DAVOL SQ | PROVIDENCE, RI | 21-318 |  | 42129 | 36827 | CC30365.1004
DIMAN | 100164 | DIMAN HOUSE: WRISTON QUAD | DORMITORY | MAIN | DORMITORY | ACTIVE | OWNED | 41 CHARLESFIELD ST | PROVIDENCE, RI 02912 | 12-456 | 1951-01-01 | 42583 | 35301 | CC56000.1005
DYERHSE | 100190 | DYER HOUSE | ACADEMIC NON-RESEARCH | MAIN | ACAD | ACTIVE | OWNED | 150 POWER ST | PROVIDENCE, RI 02912 | 17-262B |  | 7992 | 6844 | CC40000.1077
DYER200 | 100313 | DYER ST 200 | UNASSIGNED | DOWNTOWN | ADMIN | ACTIVE | OWNED | 200 DYER ST | PROVIDENCE, RI 02903 | 20-205 | 1948-01-01 | 41091 | 36798 | CC40000.1155
EDDYST339 | 100184 | EDDY ST 339 | UNASSIGNED | DOWNTOWN | COMMERCIAL | ACTIVE | OWNED | 339 EDDY ST | PROVIDENCE, RI | 21-398 | 1899-12-31 | 6652 | 5498 | CC30365.1011
EDDYST349 | 100064 | EDDY ST 349 | UNASSIGNED | DOWNTOWN | COMMERCIAL | ACTIVE | OWNED | 349 EDDY ST | PROVIDENCE, RI | 21-141 | 1968-01-01 | 4317 | 3685 | CC30365.1005
ELM043 | 100311 | ELM ST 043 | UNASSIGNED | DOWNTOWN | SUPPORT | ACTIVE | OWNED | 43 ELM ST | PROVIDENCE, RI 02903 | 21-391, 21-140 | 1905-04-28 | 1684 | 1462 | CC40000.1117
ELM110 | 100063 | ELM ST 110 | UNASSIGNED | DOWNTOWN | ADMIN | ACTIVE | LEASED | 110 ELM ST | PROVIDENCE, RI 02912 | 21-202 |  | 39935 | 33625 | CC72900.1001
EMERY | 100235 | EMERY: PEMBROKE QUAD | DORMITORY | MAIN | DORMITORY | ACTIVE | OWNED | 200 MEETING ST | PROVIDENCE, RI 02912 | 10-649D | 1963-01-01 | 34698 | 29951 | CC56000.1006
KQEVRTPLND | 100263 | EVERETT-POLAND: KEENEY QUAD | DORMITORY | MAIN | DORMITORY | ACTIVE | OWNED | 13 BENEVOLENT ST | PROVIDENCE, RI 02912 | 12-455 | 1957-01-01 | 62139 | 51099 | CC56000.1017
FACULTCLUB | 100282 | FACULTY CLUB | STUDENT LIFE | MAIN | DINING | ACTIVE | OWNED | 1 MAGEE ST | PROVIDENCE, RI 02912 | 12-326 |  | 18501 | 15457 | CC79610.1024
FAUNCEHSE | 100044 | FAUNCE HOUSE | STUDENT LIFE | MAIN | STUDENT AC | ACTIVE | OWNED | 75 WATERMAN ST | PROVIDENCE, RI 02912 | 12-249D | 1903-01-01 | 71283 | 59149 | CC55000.1002
FEINSTEIN | 100069 | FEINSTEIN | ACADEMIC NON-RESEARCH | MAIN | ACAD | ACTIVE | OWNED | 130 HOPE ST | PROVIDENCE, RI 02912 | 16-519 | 1917-01-01 | 4742 | 4029 | CC40000.1029
FIERINGHSE | 100068 | FIERING HOUSE | AUXILIARY | MAIN | AUXILIARY | ACTIVE | OWNED | 79 CHARLESFIELD ST | PROVIDENCE, RI 02912 | 13-144 |  | 9217 | 7839 | CC40000.1028
FRSTBAPCHR | 100053 | FIRST BAPTIST CHURCH | UNASSIGNED | MAIN | CHURCH | ACTIVE | AFFILIATED | 75 N MAIN ST | PROVIDENCE, RI 02903 | - |  |  |  | CC72900.1001
FRSTUNTRCH | 100320 | FIRST UNITARIAN CHURCH | UNASSIGNED | MAIN | CHURCH | ACTIVE | AFFILIATED | 1 BENEVOLENT ST | PROVIDENCE RI 02906 | - |  |  |  | -
FONES008 | 100132 | FONES ALLEY 008 | ADMIN/SUPPORT | MAIN | ACAD | ACTIVE | OWNED | 8 FONES ALLEY | PROVIDENCE, RI 02912 | 12-154C | 1899-12-31 | 3823 | 3096 | CC40000.1051
FOXPOINT | 100107 | FOX POINT DAY CARE CTR | ADMIN/SUPPORT | MAIN | INDEPENDNT | ACTIVE | OWNED | 150 HOPE ST | PROVIDENCE, RI 02912 | 13-169 | 1960-01-01 | 8391 | 7416 | CC40000.1044
GARDNER | 100175 | GARDNER HOUSE | ADMIN/SUPPORT | MAIN | SUPPORT | ACTIVE | OWNED | 106 GEORGE ST | PROVIDENCE, RI 02912 | 12-249E |  | 7943 | 6610 | CC40000.1071
GARDNERGAR | 100205 | GARDNER HOUSE - GARAGE | UNASSIGNED | MAIN | SUPPORT | ACTIVE | OWNED | 106 GEORGE ST | PROVIDENCE, RI 02912 | - |  | 479 | 428 | CC40000.1071
GEO-CHEM | 100056 | GEO-CHEM BLDG | ACADEMIC RESEARCH | MAIN | ACAD | ACTIVE | OWNED | 156 GEORGE ST | PROVIDENCE, RI 02912 | 12-474 | 1982-01-01 | 128647 | 111533 | CC40000.1023
GEORGE025 | 100006 | GEORGE ST 025 | ADMIN/SUPPORT | MAIN | ADMIN | ACTIVE | OWNED | 25 GEORGE ST | PROVIDENCE, RI 02912 | 12-481 | 1913-01-01 | 5606 | 4570 | CC40000.1004
GEORGE067 | 100095 | GEORGE ST 067 | ACADEMIC NON-RESEARCH | MAIN | ACAD | ACTIVE | OWNED | 67 GEORGE ST | PROVIDENCE, RI 02912 | 12-341 |  | 6959 | 5955 | CC40000.1039
GEORGE155 | 100146 | GEORGE ST 155 | ACADEMIC NON-RESEARCH | MAIN | ACAD | ACTIVE | OWNED | 155 GEORGE ST | PROVIDENCE, RI 02912 | 12-370A | 1930-01-01 | 9959 | 8276 | CC40000.1059
GEORGE163 | 100218 | GEORGE ST 163 | ACADEMIC NON-RESEARCH | MAIN | ACAD | ACTIVE | OWNED | 163 GEORGE ST | PROVIDENCE, RI 02912 | 12-415 | 1899-12-31 | 5773 | 4789 | CC40000.1085
GEORGE180 | 100236 | GEORGE ST 180 | ACADEMIC RESEARCH | MAIN | ACAD | ACTIVE | OWNED | 180 GEORGE ST | PROVIDENCE, RI 02912 | 13-110B | 1960-01-01 | 9322 | 7719 | CC40000.1091
GEORGE182 | 100249 | GEORGE ST 182 | ACADEMIC NON-RESEARCH | MAIN | ACAD | ACTIVE | OWNED | 182 GEORGE ST | PROVIDENCE, RI 02912 | 13-110A |  | 26573 | 21048 | CC40000.1095
GERARDHSE | 100019 | GERARD HOUSE, SAMUEL N. | ACADEMIC NON-RESEARCH | MAIN | ACAD | ACTIVE | OWNED | 54 COLLEGE ST | PROVIDENCE, RI 02912 | 12-218 |  | 13928 | 10330 | CC40000.1008
GIDDINGS | 100070 | GIDDINGS HOUSE | ACADEMIC NON-RESEARCH | MAIN | ACAD | ACTIVE | OWNED | 128 HOPE ST | PROVIDENCE, RI 02912 | 16-538 | 1908-01-01 | 13833 | 11699 | CC40000.1030
GDINGSGAR | 100133 | GIDDINGS HOUSE - GARAGE | UNASSIGNED | MAIN | ACAD | ACTIVE | OWNED | 128 HOPE ST | PROVIDENCE, RI 02912 | - | 2008-01-01 | 0 | 0 | CC40000.1030
GODDARD | 100157 | GODDARD HOUSE: WRISTON QUAD | DORMITORY | MAIN | DORMITORY | ACTIVE | OWNED | 39 CHARLESFIELD ST | PROVIDENCE, RI 02912 | 12-456 | 1951-01-01 | 46716 | 39619 | CC56000.1005
GRADCTRA | 100082 | GRADUATE CTR A | DORMITORY | MAIN | DORMITORY | ACTIVE | OWNED | 40 CHARLESFIELD ST | PROVIDENCE, RI 02912 | 16-597A | 1968-01-01 | 31015 | 23452 | CC56000.1004
GRADCTRB | 100108 | GRADUATE CTR B | DORMITORY | MAIN | DORMITORY | ACTIVE | OWNED | 44 CHARLESFIELD ST | PROVIDENCE, RI 02912 | 16-597 | 1968-01-01 | 31038 | 23832 | CC56000.1004
GRADCTRC | 100176 | GRADUATE CTR C | DORMITORY | MAIN | DORMITORY | ACTIVE | OWNED | 82 THAYER ST | PROVIDENCE, RI 02912 | 16-597 | 1968-01-01 | 30722 | 23443 | CC56000.1004
GRADCTRD | 100206 | GRADUATE CTR D | DORMITORY | MAIN | DORMITORY | ACTIVE | OWNED | 90 THAYER ST | PROVIDENCE, RI 02912 | 16-597 | 1968-01-01 | 30743 | 23500 | CC56000.1004
GRADCTRE | 100273 | GRADUATE CTR E | ADMIN/SUPPORT | MAIN | ADMIN | ACTIVE | OWNED | 42 CHARLESFIELD ST | PROVIDENCE, RI 02912 | 16-597 | 1968-01-01 | 40138 | 33822 | CC40000.1107
GRNFCAC | 100305 | GRANOFF CTR FOR THE CREATIVE ARTS | ACADEMIC NON-RESEARCH | MAIN | ACAD | ACTIVE | OWNED | 154 ANGELL ST | PROVIDENCE, RI 02912 | 10-717 | 2011-01-01 | 41948 | 34609 | CC40000.1116
GRANTFULT | 100030 | GRANT FULTON | ACADEMIC NON-RESEARCH | MAIN | ACAD | ACTIVE | OWNED | 105 BENEVOLENT ST | PROVIDENCE, RI 02912 | 13-145B |  | 9847 | 7838 | CC40000.1015
HAFFBARN | 100121 | HAFFENREFFER BARN | ADMIN/SUPPORT | BRISTOL | ACAD | ACTIVE | OWNED | 301 TOWER ST | BRISTOL, RI 02809 | 135-6 | 1928-01-01 | 8254 | 7316 | CC40000.1066
HAFFCARE | 100147 | HAFFENREFFER CARETAKER HOUSE | ADMIN/SUPPORT | BRISTOL | SUPPORT | ACTIVE | OWNED | 303 TOWER ST | BRISTOL, RI 02809 | 135-7 | 1899-12-31 | 1882 | 1688 | CC55000.1003
HAFFMUSEUM | 100165 | HAFFENREFFER MUSEUM COLLECTIONS RES | ADMIN/SUPPORT | BRISTOL | ACAD | ACTIVE | OWNED | 300 TOWER ST | BRISTOL, RI 02809 | 135-6 | 1928-01-01 | 9918 | 8408 | CC40000.1066
HAFFOUTING | 100191 | HAFFENREFFER OUTING RESERVATION FAC | STUDENT LIFE | BRISTOL | STUDENT AC | ACTIVE | OWNED | 302 TOWER ST | BRISTOL, RI 02809 | 135-6 | 1970-01-01 | 3805 | 3430 | CC55000.1004
HAFFTRLER | 100321 | HAFFENREFFER TRAILER | ADMIN/SUPPORT | BRISTOL | ACAD | ACTIVE | OWNED | 302 TOWER ST | BRISTOL, RI 02809 | - |  | 398 | 364 | CC40000.1066
HARKNESS | 100219 | HARKNESS HOUSE: WRISTON QUAD | DORMITORY | MAIN | DORMITORY | ACTIVE | OWNED | 47 CHARLESFIELD ST | PROVIDENCE, RI 02912 | 12-456 | 1951-01-01 | 42630 | 35136 | CC56000.1005
HEGEMAN | 100264 | HEGEMAN HALL | DORMITORY | MAIN | DORMITORY | ACTIVE | OWNED | 128 GEORGE ST | PROVIDENCE, RI 02912 | 12-249G | 1926-01-01 | 38474 | 31610 | CC56000.1002
HEMISPHERE | 100283 | HEMISPHERE BLDG | ADMIN/SUPPORT | MAIN | ADMIN | ACTIVE | OWNED | 167 ANGELL ST | PROVIDENCE, RI 02912 | 12-170 | 1989-01-01 | 12065 | 10390 | CC40000.1111
HILLELHSE | 100026 | HILLEL HOUSE | UNASSIGNED | MAIN | STUDENT AC | ACTIVE | AFFILIATED | 80 BROWN ST | PROVIDENCE, RI 02906 | - |  | 25399 | 21968 | CC40000.1012
HOPECOLL | 100045 | HOPE COLLEGE | DORMITORY | MAIN | DORMITORY | ACTIVE | OWNED | 71 WATERMAN ST | PROVIDENCE, RI 02912 | 12-249H |  | 29708 | 24012 | CC56000.1002
HOPE190 | 100109 | HOPE ST 190 | ACADEMIC NON-RESEARCH | MAIN | ACAD | ACTIVE | OWNED | 190 HOPE ST | PROVIDENCE, RI 02912 | 13-085A |  | 11974 | 9749 | CC40000.1045
HOPPIN | 100177 | HOPPIN (THOMAS P.) HOUSE | ADMIN/SUPPORT | MAIN | ADMIN | ACTIVE | OWNED | 383 BENEFIT ST | PROVIDENCE, RI 02912 | 16-239 |  | 21502 | 16546 | CC40000.1072
HORACEMANN | 100207 | HORACE MANN HOUSE | ADMIN/SUPPORT | MAIN | ADMIN | ACTIVE | OWNED | 47 GEORGE ST | PROVIDENCE, RI 02912 | 12-333 |  | 16044 | 12976 | CC40000.1082
JWWILSON | 100031 | J. WALTER WILSON BUILDING | ADMIN/SUPPORT | MAIN | ADMIN | ACTIVE | OWNED | 69 BROWN ST | PROVIDENCE, RI 02912 | 12-159B | 1962-01-01 | 66968 | 56592 | CC40000.1016
KQJMSNMEAD | 100057 | JAMESON-MEAD: KEENEY QUAD | DORMITORY | MAIN | DORMITORY | ACTIVE | OWNED | 11 BENEVOLENT ST | PROVIDENCE, RI 02912 | 12-455 | 1957-01-01 | 63507 | 52808 | CC56000.1017
JCBLIBRARY | 100008 | JOHN CARTER BROWN LIBRARY | ACADEMIC NON-RESEARCH | MAIN | LIBRARY | ACTIVE | OWNED | 94 GEORGE ST | PROVIDENCE, RI 02912 | 12-249J | 1904-01-01 | 32040 | 24159 | CC40000.1005
JHAYLIB | 100122 | JOHN HAY LIBRARY | ACADEMIC NON-RESEARCH | MAIN | LIBRARY | ACTIVE | OWNED | 20 PROSPECT ST | PROVIDENCE, RI 02912 | 12-220; 12-222A | 1910-01-01 | 79086 | 65989 | CC40000.1047
JOHN050 | 100148 | JOHN ST 050 | ACADEMIC NON-RESEARCH | MAIN | ACAD | ACTIVE | OWNED | 50 JOHN ST | PROVIDENCE, RI 02912 | 16-253 | 1910-01-01 | 15294 | 12462 | CC40000.1060
KASSAR | 100192 | KASSAR (EDWARD W.) HOUSE | ACADEMIC NON-RESEARCH | MAIN | ACAD | ACTIVE | OWNED | 151 THAYER ST | PROVIDENCE, RI 02912 | 12-306 |  | 23265 | 19264 | CC40000.1078
KINGHSE | 100238 | KING HOUSE | DORMITORY | MAIN | DORMITORY | ACTIVE | OWNED | 154 HOPE ST | PROVIDENCE, RI 02912 | 13-138 |  | 8220 | 7926 | CC56000.1016
LADDOBSERV | 100250 | LADD OBSERVATORY | ADMIN/SUPPORT | MAIN | ACAD | ACTIVE | OWNED | 210 DOYLE AVE | PROVIDENCE, RI 02912 | 8-265 |  | 7133 | 5564 | CC40000.1096
LINCOLNFLD | 100284 | LINCOLN FIELD BUILDING | ACADEMIC RESEARCH | MAIN | ACAD | ACTIVE | OWNED | 180 THAYER ST | PROVIDENCE, RI 02912 | 12-249K | 1903-01-01 | 18204 | 15789 | CC40000.1112
LIPPITTHSE | 100169 | LIPPITT HOUSE | ACADEMIC NON-RESEARCH | MAIN | ACAD | ACTIVE | OWNED | 96 WATERMAN ST | PROVIDENCE, RI 02912 | 12-191 | 1899-12-31 | 6974 | 5734 | CC40000.1068
LISTART | 100020 | LIST (ALBERT & VERA) ART BUILDING | ACADEMIC NON-RESEARCH | MAIN | ACAD | ACTIVE | OWNED | 64 COLLEGE ST | PROVIDENCE, RI 02912 | 12-219; 12-220; 12-222; 2-228 | 1971-01-01 | 64153 | 57415 | CC40000.1009
LITTLEFLD | 100046 | LITTLEFIELD HALL | DORMITORY | MAIN | DORMITORY | ACTIVE | OWNED | 102 GEORGE ST | PROVIDENCE, RI 02912 | 12-249L | 1926-01-01 | 18888 | 14910 | CC56000.1002
LLOYD165-7 | 100014 | LLOYD AVE 165-167 | AUXILIARY | MAIN | AUXILIARY | ACTIVE | OWNED | 165-167 LLOYD AVE | PROVIDENCE, RI 02912 | 13-012 | 1910-01-01 | 19484 | 14591 | CC54000.1002
LLOYD295 | 100135 | LLOYD AVE 295 | ADMIN/SUPPORT | MAIN | SUPPORT | ACTIVE | OWNED | 295 LLOYD AVENUE | PROVIDENCE, RI 02912 | 11-133 | 2003-09-01 | 53436 | 48534 | CC40000.1052
LYMANHALL | 100110 | LYMAN HALL | ACADEMIC NON-RESEARCH | MAIN | ACAD | ACTIVE | OWNED | 83 WATERMAN ST | PROVIDENCE, RI 02912 | 12-249M |  | 32213 | 25268 | CC40000.1046
MACFARLANE | 100178 | MACFARLANE HOUSE | ACADEMIC NON-RESEARCH | MAIN | ACAD | ACTIVE | OWNED | 48 COLLEGE ST | PROVIDENCE, RI 02912 | 12-217 |  | 9995 | 7685 | CC40000.1073
MACHADO | 100208 | MACHADO (ANTONIO) HOUSE | DORMITORY | MAIN | DORMITORY | ACTIVE | OWNED | 87 PROSPECT ST | PROVIDENCE, RI 02912 | 10-347 | 1912-01-01 | 42455 | 32042 | CC56000.1012
MACHADOGAR | 100243 | MACHADO HOUSE GARAGE | ADMIN/SUPPORT | MAIN | SUPPORT | ACTIVE | OWNED | 116 BROWN ST | PROVIDENCE, RI | - |  | 1678 | 1373 | CC56000.1012
MACMILLAN | 100032 | MACMILLAN HALL | ACADEMIC RESEARCH | MAIN | ACAD | ACTIVE | OWNED | 167 THAYER ST | PROVIDENCE, RI 02912 | 12-474 | 1998-01-01 | 76637 | 66231 | CC40000.1017
MADDOCK | 100058 | MADDOCK ALUMNI CENTER | ADMIN/SUPPORT | MAIN | ADMIN | ACTIVE | OWNED | 38 BROWN ST | PROVIDENCE, RI 02912 | 12-469B |  | 23022 | 18986 | CC40000.1024
MANNING | 100096 | MANNING HALL | ACADEMIC NON-RESEARCH | MAIN | ACAD | ACTIVE | OWNED | 21 PROSPECT ST | PROVIDENCE, RI 02912 | 12-249N |  | 9541 | 7329 | CC40000.1040
MANNING029 | 100123 | MANNING ST 029 | ACADEMIC NON-RESEARCH | MAIN | ACAD | ACTIVE | OWNED | 29 MANNING ST | PROVIDENCE, RI 02912 | 13-288B | 1938-01-01 | 1763 | 1444 | CC40000.1048
MANNING037 | 100149 | MANNING ST 037 | ACADEMIC NON-RESEARCH | MAIN | ACAD | ACTIVE | OWNED | 37 MANNING ST | PROVIDENCE, RI 02912 | 13-288C |  | 7795 | 6558 | CC40000.1061
MARCYHSE | 100193 | MARCY HOUSE: WRISTON QUAD | DORMITORY | MAIN | DORMITORY | ACTIVE | OWNED | 115 GEORGE ST | PROVIDENCE, RI 02906 | 12-456 | 1951-01-01 | 43454 | 34026 | CC56000.1005
MRSTNBOAT | 100220 | MARSTON BOATHOUSE | ATHLETICS | MAIN | ATHLETICS | ACTIVE | OWNED | 258 INDIA ST | PROVIDENCE, RI 02912 | 17-054 | 1967-01-01 | 20057 | 17767 | CC40000.1086
MARSTONHAL | 100239 | MARSTON HALL | ACADEMIC NON-RESEARCH | MAIN | ACAD | ACTIVE | OWNED | 346 BROOK ST | PROVIDENCE, RI 02912 | 12-272B | 1926-01-01 | 16938 | 13575 | CC40000.1092
MRVLSHED | 100307 | MARVEL SHED | UNASSIGNED | MAIN | ATHLETICS | ACTIVE | OWNED | - | - | - |  | 305 | 230 | CC40000.1119
MAXCY | 100265 | MAXCY HALL | ACADEMIC NON-RESEARCH | MAIN | ACAD | ACTIVE | OWNED | 108 GEORGE ST | PROVIDENCE, RI | 12-249O |  | 21774 | 18110 | CC40000.1101
MRL | 100101 | MEDICAL RESEARCH LAB | ACADEMIC RESEARCH | MAIN | ACAD | ACTIVE | OWNED | 89 WATERMAN ST | PROVIDENCE, RI 02912 | 12-249P | 1965-01-01 | 23666 | 20178 | CC40000.1043
MEEHAN | 100021 | MEEHAN AUDITORIUM | ATHLETICS | MAIN | ATHLETICS | ACTIVE | OWNED | 235 HOPE ST | PROVIDENCE, RI 02912 | 11-133 | 1961-01-01 | 82368 | 65806 | CC40000.1010
MEIKLEJOHN | 100071 | MEIKLEJOHN HOUSE | ACADEMIC NON-RESEARCH | MAIN | ACAD | ACTIVE | OWNED | 159 GEORGE ST | PROVIDENCE, RI 02912 | 12-262 | 1899-12-31 | 5369 | 4484 | CC40000.1031
MENCOFF | 100185 | MENCOFF HALL | UNASSIGNED | MAIN | ACAD | ACTIVE | OWNED | 68 WATERMAN ST | PROVIDENCE, RI 02912 | 12-204 |  | 16501 | 12283 | CC40000.1075
METCALFHAL | 100084 | METCALF HALL | DORMITORY | MAIN | DORMITORY | ACTIVE | OWNED | 98 CUSHING ST | PROVIDENCE, RI 02912 | 10-649E | 1919-01-01 | 30169 | 25144 | CC56000.1007
METRSCHBLD | 100136 | METCALF RESEARCH BUILDING | ACADEMIC NON-RESEARCH | MAIN | ACAD | ACTIVE | OWNED | 190 THAYER ST | PROVIDENCE, RI 02912 | 12-249Q | 1923-01-01 | 81651 | 64345 | CC40000.1053
MILLER | 100179 | MILLER HALL | DORMITORY | MAIN | DORMITORY | ACTIVE | OWNED | 118 CUSHING ST | PROVIDENCE, RI 02912 | 10-649F | 1910-01-01 | 29763 | 24365 | CC56000.1007
MINDEN | 100209 | MINDEN HALL | DORMITORY | MAIN | DORMITORY | ACTIVE | OWNED | 121 WATERMAN ST | PROVIDENCE, RI 02912 | 13-076 | 1912-01-01 | 60502 | 50690 | CC56000.1013
MOR-GERARD | 100009 | MORRISON-GERARD STUDIO | ACADEMIC NON-RESEARCH | MAIN | ACAD | ACTIVE | OWNED | 151 HOPE ST | PROVIDENCE, RI 02912 | 13-145A |  | 3444 | 2534 | CC40000.1015
MORRISHALL | 100097 | MORRISS HALL: PEMBROKE QUAD | DORMITORY | MAIN | DORMITORY | ACTIVE | OWNED | 206 MEETING ST | PROVIDENCE, RI 02912 | 10-649G | 1960-01-01 | 34404 | 29900 | CC56000.1006
NELSONFIT | 100227 | NELSON FITNESS CENTER | ATHLETICS | MAIN | ATHLETICS | ACTIVE | OWNED | 225 HOPE ST | PROVIDENCE RI 02912 | 11-133 | 2012-03-01 | 95860 | 86123 | CC40000.1089
NEWPEM1 | 100150 | NEW PEMBROKE NO. 1 | DORMITORY | MAIN | DORMITORY | ACTIVE | OWNED | 302 THAYER ST | PROVIDENCE, RI 02912 | 10-577 | 1974-01-01 | 9718 | 7691 | CC56000.1014
NEWPEM2 | 100166 | NEW PEMBROKE NO. 2 | DORMITORY | MAIN | DORMITORY | ACTIVE | OWNED | 306 THAYER ST | PROVIDENCE, RI 02912 | 10-577 | 1974-01-01 | 7606 | 6103 | CC56000.1014
NEWPEM3 | 100194 | NEW PEMBROKE NO. 3 | DORMITORY | MAIN | DORMITORY | ACTIVE | OWNED | 308 THAYER ST | PROVIDENCE, RI 02912 | 10-577 | 1974-01-01 | 19727 | 16729 | CC56000.1014
NEWPEM4 | 100221 | NEW PEMBROKE NO. 4 | DORMITORY | MAIN | DORMITORY | ACTIVE | OWNED | 300 THAYER ST | PROVIDENCE, RI 02912 | 10-577 | 1974-01-01 | 33197 | 28112 | CC56000.1014
NICHOLSON | 100240 | NICHOLSON HOUSE | ADMIN/SUPPORT | MAIN | ADMIN | ACTIVE | OWNED | 71 GEORGE ST | PROVIDENCE, RI 02912 | 12-469A |  | 11920 | 9792 | CC40000.1093
NIGHT-BROW | 100266 | NIGHTINGALE-BROWN HOUSE | ADMIN/SUPPORT | MAIN | SUPPORT | ACTIVE | OWNED | 357 BENEFIT ST | PROVIDENCE, RI 02912 | 16-202 |  | 23051 | 19163 | CC40000.1102
NORWOOD | 100048 | NORWOOD HOUSE | ACADEMIC NON-RESEARCH | MAIN | ACAD | ACTIVE | OWNED | 82 WATERMAN ST | PROVIDENCE, RI 02912 | 12-198 |  | 5724 | 4845 | CC40000.1021
OLIVE020 | 100180 | OLIVE ST 020 | AUXILIARY | MAIN | AUXILIARY | ACTIVE | OWNED | 20 OLIVE ST | PROVIDENCE, RI 02912 | 10-284 |  | 10429 | 9526 | CC54000.1002
OLNEY | 100033 | OLNEY HOUSE: WRISTON QUAD | DORMITORY | MAIN | DORMITORY | ACTIVE | OWNED | 29 BROWN ST | PROVIDENCE, RI 02912 | 12-458 | 1951-01-01 | 42442 | 36185 | CC56000.1005
OMAC | 100059 | OLNEY-MARGOLIES ATHLETIC CENTER | ATHLETICS | MAIN | ATHLETICS | ACTIVE | OWNED | 229 HOPE ST | PROVIDENCE, RI 02912 | 11-133 | 1981-01-01 | 92915 | 87453 | CC40000.1025
ORWIG | 100010 | ORWIG MUSIC HALL | ACADEMIC NON-RESEARCH | MAIN | ACAD | ACTIVE | OWNED | 1 YOUNG ORCHARD AVE | PROVIDENCE, RI 02912 | 13-145C | 1905-01-01 | 27807 | 20552 | CC40000.1006
PARKLN010 | 100098 | PARK LANE 010 | ADMIN/SUPPORT | DOWNTOWN | SUPPORT | ACTIVE | OWNED | 10 PARK LANE | PROVIDENCE, RI 02907 | 50-719, 50-721 | 1969-01-01 | 78241 | 74606 | CC40000.1041
PARTRIDGE | 100151 | PARTRIDGE HALL & ANNEX | STUDENT LIFE | MAIN | STUDENT AC | ACTIVE | OWNED | 68 BROWN ST | PROVIDENCE, RI 02912 | 12-201 |  | 10162 | 8308 | CC40000.1062
PEMFLDHSE | 100167 | PEMBROKE FIELD HOUSE | ADMIN/SUPPORT | MAIN | SUPPORT | ACTIVE | OWNED | 171 CUSHING ST | PROVIDENCE, RI 02912 | 13-040A | 1937-01-01 | 4191 | 2932 | CC40000.1067
PEMBROKE | 100195 | PEMBROKE HALL | ACADEMIC NON-RESEARCH | MAIN | ACAD | ACTIVE | OWNED | 172 MEETING ST | PROVIDENCE, RI 02912 | 10-649H |  | 18022 | 14583 | CC40000.1079
PERKINS | 100222 | PERKINS HALL | DORMITORY | MAIN | DORMITORY | ACTIVE | OWNED | 154 POWER ST | PROVIDENCE, RI 02912 | 17-262A | 1960-01-01 | 40603 | 36090 | CC56000.1015
PGREENHSE | 100252 | PETER GREEN HOUSE | ACADEMIC NON-RESEARCH | MAIN | ACAD | ACTIVE | OWNED | 79 BROWN ST | PROVIDENCE, RI 02912 | 10-263 |  | 10832 | 8523 | CC40000.1097
PIZZITOLA | 100267 | PIZZITOLA | ATHLETICS | MAIN | ATHLETICS | ACTIVE | OWNED | 233 HOPE ST | PROVIDENCE, RI 02912 | 11-133 | 1989-01-01 | 107661 | 99714 | CC40000.1103
PLANENVCTR | 100287 | PLANT ENVIRONMENTAL CENTER | BIOMED | MAIN | ACAD | ACTIVE | OWNED | 87 WATERMAN ST | PROVIDENCE, RI 02912 | 12-249F | 1899-12-31 | 8356 | 7545 | CC57000.1009
PLANENSHED | 100023 | PLANT ENVIRONMENTAL PUMP HOUSE | UNASSIGNED | MAIN | SUPPORT | ACTIVE | OWNED | 91 WATERMAN ST | PROVIDENCE, RI 02912 | - |  | 0 | 0 | CC57000.1009
POWER089 | 100127 | POWER ST 089 | ADMIN/SUPPORT | MAIN | SUPPORT | ACTIVE | OWNED | 89 POWER ST | PROVIDENCE, RI 02912 | 16-198 |  | 5162 | 4220 | CC40000.1050
POWERPARK | 100138 | POWER ST PARKING GARAGE | ADMIN/SUPPORT | MAIN | SUPPORT | ACTIVE | OWNED | 101 POWER ST | PROVIDENCE, RI 02912 | 16-633 | 1988-01-01 | 107790 | 104763 | CC40000.1054
PRESHSE | 100085 | PRESIDENT'S HOUSE | ADMIN/SUPPORT | MAIN | SUPPORT | ACTIVE | OWNED | 55 POWER ST | PROVIDENCE, RI 02912 | 16-437 | 1922-01-01 | 14264 | 11854 | CC40000.1036
PRESHSESHD | 100112 | PRESIDENT'S HOUSE - STORAGE SHED | UNASSIGNED | MAIN | SUPPORT | ACTIVE | OWNED | 55 POWER ST | PROVIDENCE, RI 02912 | - | 1998-01-01 | 358 | 257 | CC40000.1036
PRINCELAB | 100275 | PRINCE ENGINEERING LAB | ACADEMIC RESEARCH | MAIN | ACAD | ACTIVE | OWNED | 355 BROOK ST | PROVIDENCE, RI 02912 | 13-088A | 1962-01-01 | 57013 | 52405 | CC40000.1109
PROMN235 | 100291 | PROMINADE 235 | UNASSIGNED | MAIN | ADMIN | ACTIVE | AFFILIATED | 235 PROMINADE | PROVIDENCE, RI | - |  |  |  | CC72900.1001
PROSPECHSE | 100034 | PROSPECT HOUSE | ACADEMIC NON-RESEARCH | MAIN | ACAD | ACTIVE | OWNED | 36 PROSPECT ST | PROVIDENCE, RI 02912 | 12-222B |  | 10446 | 8893 | CC40000.1018
RIHALL | 100099 | RHODE ISLAND HALL | ACADEMIC NON-RESEARCH | MAIN | ACAD | ACTIVE | OWNED | 60 GEORGE ST | PROVIDENCE, RI 02912 | 12-249S |  | 20904 | 14812 | CC40000.1042
RICONCTR | 100314 | RI CONVENTION CENTER | UNASSIGNED | DOWNTOWN | INDEPENDNT | ACTIVE | AFFILIATED | 1 SABIN ST | PROVIDENCE, RI | - |  |  |  | -
RICHMND196 | 100015 | RICHMOND ST 196 | UNASSIGNED | DOWNTOWN | COMMERCIAL | ACTIVE | OWNED | 196 RICHMOND ST | PROVIDENCE, RI 02903 | 20-353 | 1920-01-01 | 18629 | 16346 | CC30365.1003
RICHMND222 | 100152 | RICHMOND ST 222 (MED ED) | BIOMED | DOWNTOWN | ACAD | ACTIVE | OWNED | 222 RICHMOND ST | PROVIDENCE, RI 02903 | 21-132 | 1928-01-01 | 140897 | 125343 | CC57000.1006
RICHMNDPKG | 100128 | RICHMOND ST 222 PARKING GARAGE | UNASSIGNED | DOWNTOWN | COMMERCIAL | ACTIVE | OWNED | 222 RICHMOND ST | PROVIDENCE, RI 02903 | 21-132 | 1989-01-01 | 117023 | 112363 | CC30365.1008
RICHMND233 | 100102 | RICHMOND ST 233 | ADMIN/SUPPORT | DOWNTOWN | ADMIN | ACTIVE | OWNED | 233 RICHMOND ST | PROVIDENCE, RI 02903 | 21-127 | 1970-01-01 | 33861 | 29623 | CC30365.1006
ROBINSON | 100223 | ROBINSON HALL | ACADEMIC NON-RESEARCH | MAIN | ACAD | ACTIVE | OWNED | 64 WATERMAN ST | PROVIDENCE, RI 02912 | 12-205 |  | 19758 | 15245 | CC40000.1087
ROCHAMBEAU | 100253 | ROCHAMBEAU HOUSE | ACADEMIC NON-RESEARCH | MAIN | ACAD | ACTIVE | OWNED | 84 PROSPECT ST | PROVIDENCE, RI 02912 | 10-229 | 1929-01-01 | 19486 | 15984 | CC40000.1098
ROCKLIB | 100288 | ROCKEFELLER (JOHN D., JR.) LIBRARY | ACADEMIC NON-RESEARCH | MAIN | LIBRARY | ACTIVE | OWNED | 10 PROSPECT ST | PROVIDENCE, RI 02912 | 12-241A | 1964-01-01 | 207105 | 188583 | CC40000.1113
STSTEPHENS | 100052 | SAINT STEPHEN'S CHURCH | UNASSIGNED | MAIN | CHURCH | ACTIVE | AFFILIATED | 114 GEORGE ST | PROVIDENCE, RI 02906 | - |  |  |  | CC72900.1001
SALOMON | 100050 | SALOMON CTR FOR TEACHING | ACADEMIC NON-RESEARCH | MAIN | ACAD | ACTIVE | OWNED | 79 WATERMAN ST | PROVIDENCE, RI 02912 | 12-249T |  | 25505 | 22306 | CC40000.1022
SAYLESHALL | 100158 | SAYLES HALL | ACADEMIC NON-RESEARCH | MAIN | ACAD | ACTIVE | OWNED | 81 WATERMAN ST | PROVIDENCE, RI 02912 | 12-249U |  | 24667 | 19261 | CC40000.1065
SCILIB | 100086 | SCIENCES LIBRARY | ACADEMIC NON-RESEARCH | MAIN | LIBRARY | ACTIVE | OWNED | 201 THAYER ST | PROVIDENCE, RI 02912 | 12-272A | 1971-01-01 | 123132 | 99865 | CC40000.1037
SEARS | 100181 | SEARS HOUSE: WRISTON QUAD | DORMITORY | MAIN | DORMITORY | ACTIVE | OWNED | 113 GEORGE ST | PROVIDENCE, RI 02912 | 12-246 | 1951-01-01 | 41254 | 35143 | CC56000.1005
SHARPEHSE | 100210 | SHARPE HOUSE | ACADEMIC NON-RESEARCH | MAIN | ACAD | ACTIVE | OWNED | 130 ANGELL ST | PROVIDENCE, RI 02912 | 10-266 |  | 13409 | 11481 | CC40000.1083
SHARPEREF | 100276 | SHARPE REFECTORY | STUDENT LIFE | MAIN | DINING | ACTIVE | OWNED | 144 THAYER ST | PROVIDENCE, RI 02912 | 12-457 | 1951-01-01 | 100097 | 90185 | CC53000.1004
SHIPST070 | 100035 | SHIP ST 070 | BIOMED | DOWNTOWN | ACAD | ACTIVE | OWNED | 70 SHIP ST | PROVIDENCE, RI 02903 | 21-105 | 1902-01-01 | 105968 | 93768 | CC57000.1002
SMILLERHSE | 100268 | SHIRLEY MILLER HOUSE | ACADEMIC NON-RESEARCH | MAIN | ACAD | ACTIVE | OWNED | 59 GEORGE ST | PROVIDENCE, RI 02912 | 12-340 | 1915-01-01 | 7954 | 6385 | CC40000.1104
SFRANKHLSB | 100114 | SIDNEY E. FRANK HALL LIFE SCIENCES | BIOMED | MAIN | ACAD | ACTIVE | OWNED | 185 MEETING ST | PROVIDENCE, RI 02912 | 10-704 | 2006-10-01 | 172455 | 142560 | CC57000.1004
SLATER | 100060 | SLATER HALL | DORMITORY | MAIN | DORMITORY | ACTIVE | OWNED | 70 GEORGE ST | PROVIDENCE, RI 02912 | 12-249V |  | 18872 | 14810 | CC56000.1002
SMITH-BUON | 100170 | SMITH-BUONANNO HALL | ACADEMIC NON-RESEARCH | MAIN | ACAD | ACTIVE | OWNED | 95 CUSHING ST | PROVIDENCE, RI 02912 | 10-649L | 1907-09-01 | 15790 | 12693 | CC40000.1069
SMAIN121 | 100228 | SOUTH MAIN ST 121 | UNASSIGNED | MAIN | ACAD | ACTIVE | OWNED | 121 SOUTH MAIN ST | PROVIDENCE, RI | 12-050 | 1983-01-01 | 207410 | 183243 | CC30365.1012
SSTPWRSTN | 100322 | SOUTH STREET POWER STATION | UNASSIGNED | DOWNTOWN | COMMERCIAL | VACANT | AFFILIATED | 360 EDDY ST | PROVIDENCE, RI 02903 | - |  |  |  | -
STEINERT | 100153 | STEINERT CENTER | ACADEMIC NON-RESEARCH | MAIN | ACAD | ACTIVE | OWNED | 148 POWER ST | PROVIDENCE, RI 02912 | 17-261 | 1966-01-01 | 10125 | 8809 | CC40000.1063
STVNSNSHED | 100244 | STEVENSON FIELD SHED | UNASSIGNED | MAIN | ATHLETICS | ACTIVE | OWNED | 235 HOPE ST | PROVIDENCE, RI 02912 | - |  | 198 | 175 | CC40000.1094
STIMSON002 | 100196 | STIMSON AVE 002 | BIOMED | MAIN | ACAD | ACTIVE | OWNED | 2 STIMSON AVE | PROVIDENCE, RI 02912 | 11-110 |  | 15724 | 13078 | CC57000.1007
TOCKWOTTEN | 100224 | STOCKROOM - TOCKWOTTEN ST 271 | ACADEMIC NON-RESEARCH | MAIN | ACAD | ACTIVE | OWNED | 271 TOCKWOTTEN ST | PROVIDENCE, RI 02912 | 17-069 | 1950-01-01 | 21313 | 19327 | CC40000.1088
TFGREEN | 100241 | T.F. GREEN HALL | STUDENT LIFE | MAIN | STUDENT AC | ACTIVE | OWNED | 7 YOUNG ORCHARD ST | PROVIDENCE, RI 02912 | 13-147 | 1959-01-01 | 15984 | 13848 | CC55000.1005
TAFTAVE | 100254 | TAFT AVE DAYCARE CTR | ADMIN/SUPPORT | MAIN | INDEPENDNT | VACANT | OWNED | 38 TAFT AVE | PROVIDENCE, RI 02912 | 07-357 | 1982-01-01 | 1773 | 1541 | CC40000.1099
THAYER135 | 100289 | THAYER ST 135 | ACADEMIC NON-RESEARCH | MAIN | ACAD | ACTIVE | OWNED | 135 THAYER ST | PROVIDENCE, RI 02912 | 12-374 | 1928-01-01 | 10474 | 7283 | CC40000.1114
THAYER271 | 100318 | THAYER ST 271 | UNASSIGNED | MAIN | COMMERCIAL | ACTIVE | OWNED | 271 THAYER ST | PROVIDENCE, RI 02912 | 013-0030 | 1905-06-16 | 10954 | 9773 | -
THAYER307 | 100024 | THAYER ST 307 | UNASSIGNED | MAIN | AUXILIARY | VACANT | OWNED | 307 THAYER ST | PROVIDENCE, RI 02912 | 13-292 |  | 2993 | 2637 | CC54000.1002
THAYER315 | 100051 | THAYER ST 315 | DORMITORY | MAIN | DORMITORY | ACTIVE | OWNED | 315 THAYER ST | PROVIDENCE, RI 02912 | 13-016 | 1910-01-01 | 24194 | 18797 | CC54000.1002
UHALL | 100182 | UNIVERSITY HALL | ADMIN/SUPPORT | MAIN | ADMIN | ACTIVE | OWNED | 1 PROSPECT ST | PROVIDENCE, RI 02912 | 12-249 |  | 37099 | 29104 | CC40000.1074
UEL | 100211 | URBAN ENVIRONMENTAL LAB | ACADEMIC NON-RESEARCH | MAIN | ACAD | ACTIVE | OWNED | 135 ANGELL ST | PROVIDENCE, RI 02912 | 12-162 | 1984-01-01 | 7772 | 6559 | CC40000.1084
VGQUADA | 100036 | VARTAN GREGORIAN QUAD A | DORMITORY | MAIN | DORMITORY | ACTIVE | OWNED | 103 THAYER ST | PROVIDENCE, RI 02912 | 16-642 | 1991-01-01 | 94663 | 79618 | CC56000.1003
VGQUADB | 100061 | VARTAN GREGORIAN QUAD B | DORMITORY | MAIN | DORMITORY | ACTIVE | OWNED | 101 THAYER ST | PROVIDENCE, RI 02912 | 16-642 | 1991-01-01 | 55238 | 47286 | CC56000.1003
VERN-WOOL | 100012 | VERNEY-WOOLLEY HALL: PEMBROKE QUAD | STUDENT LIFE | MAIN | DINING | ACTIVE | OWNED | 204 MEETING ST | PROVIDENCE, RI 02912 | 10-649 | 1960-01-01 | 5949 | 5486 | CC53000.1002
WALTERHALL | 100100 | WALTER HALL | BIOMED | MAIN | ACAD | ACTIVE | OWNED | 80 WATERMAN ST | PROVIDENCE, RI 02912 | 12-159A |  | 10189 | 7785 | CC57000.1003
WATER070 | 100125 | WATERMAN ST 070 | ACADEMIC NON-RESEARCH | MAIN | ACAD | ACTIVE | OWNED | 70 WATERMAN ST | PROVIDENCE, RI 02912 | 12-203 |  | 8098 | 6563 | CC40000.1049
WATER086 | 100154 | WATERMAN ST 086 | AUXILIARY | MAIN | AUXILIARY | ACTIVE | OWNED | 86 WATERMAN ST | PROVIDENCE, RI 02912 | 12-196 |  | 7297 | 6037 | CC54000.1002
WATER094 | 100293 | WATERMAN ST 094 | ADMIN/SUPPORT | MAIN | COMMERCIAL | ACTIVE | OWNED | 94 WATERMAN ST | PROVIDENCE, RI 02912 | 12-192 |  | 6636 | 5158 | CC40000.1001
WATER125-7 | 100197 | WATERMAN ST 125-127 | AUXILIARY | MAIN | AUXILIARY | ACTIVE | OWNED | 125 WATERMAN ST | PROVIDENCE, RI 02912 | 13-271 |  | 12962 | 10958 | CC54000.1002
WATER129 | 100225 | WATERMAN ST 129 | UNASSIGNED | MAIN | AUXILIARY | VACANT | OWNED | 129 WATERMAN ST | PROVIDENCE, RI 02912 | 13-081 |  | 4612 | 4004 | CC40000.1001
WATER131 | 100255 | WATERMAN ST 131 | ACADEMIC NON-RESEARCH | MAIN | ACAD | ACTIVE | OWNED | 131 WATERMAN ST | PROVIDENCE, RI 02912 | 13-082 |  | 5575 | 4592 | CC40000.1100
WATER133 | 100290 | WATERMAN ST 133 | ACADEMIC NON-RESEARCH | MAIN | ACAD | ACTIVE | OWNED | 133 WATERMAN ST | PROVIDENCE, RI 02912 | 13-083 |  | 5255 | 4506 | CC40000.1115
WATER137 | 100025 | WATERMAN ST 137 | ACADEMIC NON-RESEARCH | MAIN | ACAD | ACTIVE | OWNED | 137 WATERMAN ST | PROVIDENCE, RI 02912 | 13-083; 13-085 | 1910-01-01 | 2672 | 2372 | CC40000.1011
WATSONCIT | 100073 | WATSON CENTER FOR INFORMATION TECH | ACADEMIC NON-RESEARCH | MAIN | ACAD | ACTIVE | OWNED | 366 BROOK ST | PROVIDENCE, RI 02912 | 12-271 | 1988-01-01 | 110559 | 105071 | CC40000.1032
WATSONINS | 100155 | WATSON INSTITUTE | ACADEMIC RESEARCH | MAIN | ACAD | ACTIVE | OWNED | 111 THAYER ST | PROVIDENCE, RI 02912 | 12-476 | 2002-01-01 | 52608 | 45681 | CC40000.1064
WAYLAND | 100088 | WAYLAND HOUSE: WRISTON QUAD | DORMITORY | MAIN | DORMITORY | ACTIVE | OWNED | 31 BROWN ST | PROVIDENCE, RI 02912 | 12-456 | 1951-01-01 | 54586 | 44911 | CC56000.1005
WESTHSE | 100183 | WEST HOUSE | DORMITORY | MAIN | DORMITORY | ACTIVE | OWNED | 91 BROWN ST | PROVIDENCE, RI 02912 | 10-333 |  | 4622 | 3793 | CC56000.1009
WILBOUR | 100062 | WILBOUR HALL | ACADEMIC NON-RESEARCH | MAIN | ACAD | ACTIVE | OWNED | 2 PROSPECT ST | PROVIDENCE, RI 02912 | 12-241B |  | 9335 | 7697 | CC40000.1026
WILSONHALL | 100013 | WILSON HALL | ACADEMIC NON-RESEARCH | MAIN | ACAD | ACTIVE | OWNED | 90 GEORGE ST | PROVIDENCE, RI 02912 | 12-249X |  | 25119 | 20048 | CC40000.1007
WOOLLEYHAL | 100126 | WOOLLEY HALL: PEMBROKE QUAD | DORMITORY | MAIN | DORMITORY | ACTIVE | OWNED | 202 MEETING ST | PROVIDENCE, RI 02912 | 10-649J | 1963-01-01 | 47255 | 41977 | CC56000.1006
YO002 | 100198 | YOUNG ORCHARD AVE 002 | DORMITORY | MAIN | DORMITORY | ACTIVE | OWNED | 2 YOUNG ORCHARD AVE | PROVIDENCE, RI 02912 | 17-604 | 1973-01-01 | 18984 | 15782 | CC56000.1011
YO004 | 100226 | YOUNG ORCHARD AVE 004 | DORMITORY | MAIN | DORMITORY | ACTIVE | OWNED | 4 YOUNG ORCHARD AVE | PROVIDENCE, RI 02912 | 17-169 | 1973-01-01 | 19017 | 16552 | CC56000.1011
YO010 | 100242 | YOUNG ORCHARD AVE 010 | DORMITORY | MAIN | DORMITORY | ACTIVE | OWNED | 10 YOUNG ORCHARD AVE | PROVIDENCE, RI 02912 | 17-605 | 1973-01-01 | 18968 | 16518 | CC56000.1011

## Status&Condition ref
EQ_STATUS | DESCRIPTION | EQ_CONDITION | DESCRIPTION | EQ_CRITICALITY | COMMENTS
ACTIVE | ACTIVE AND OPERATIONAL | 1-VERYGOOD | NEW (<2YRS OLD), RELIABLE IN PERFECT CONDITION | 1 | CRITICAL
INACTIVE/STANDBY | INACTIVE (OFFLINE/BACKUP/STANDBY) WITH INTENT TO MAKE ACTIVE AGAIN | 2-GOOD | FUNCTIONING NORMAL MAINTENANCE | 2 | ESSENTIAL
RETIRED/REMOVED | INACTIVE AND RETIRED - WILL NO LONGER BE UTILIZED | 3-FAIR | FUNCTIONING IN NEED OF REPAIR | 3 | NON-CRITICAL
|  | 4-POOR | RELIABILITY ISSUES RISK OF FAILURE