## Sheet1
|  |  | Bonneville Power Administration Interconnection Request Queue |  |  |  |  | 03/09/2014 11:01
Note: Requests with queue positions lower than 200 were submitted prior to adoption of LGIP/SGIP.
Request Number | Request Date | Project Name | Requestor | State | County | Point of Interconnection | Status | Connection Type | In Service Date | Max Outputs Summer | Winter | Generation Facility Location | Interconnection Type | Generating Facility Type | Related Transmission Request | Comments | Reason Not Completed
L0367 | 2014-03-04 14:39 | Rachel Road | City of Richland, Washington |  |  | BPA's Badger Canyon Substation | RECEIVED | LL | 2017-10-01
G0497 | 2014-01-12 09:46 |  |  | ID | Cassia | Bridge Substation (or new substation nearby) | RECEIVED | GI | 2016-01-01 | 38 | 45 | Cassia County, Idaho | NRIS & ERIS | Geothermal
L0366 | 2014-01-10 10:00 | New Commercial Load | Blachly-Lane Electric Cooperative |  |  | Albany-Eugene 115kV #1, mile 37, between towers 4&5. | RECEIVED | LL | 2017-10-02
G0496 | 2013-12-12 10:00 |  |  | WA | Pend Oreille | Boundary Switchyard, Approximately 1 mile south of Boundary Powerhouse | WITHDRAWN | GI | 2014-03-30 | 70 | 70 | Boundary Powerhouse located at Pend Oreille River | ERIS | Hydro
G0495 | 2013-12-09 06:18 |  |  | WA | Clark | Troutdale, OR or Camas, WA | STUDY | GI | 2016-01-01 | 60 | 60 | 401 NE Adams Street, Camas WA 98607 | ERIS | Combined cycle
L0365 | 2013-10-25 10:00 | Blue Lake | Portland General Electric Company |  |  | BPA's Troutdale Substation | RECEIVED | LL | 2017-06-01
L0364 | 2013-09-17 12:00 | Long Canyon | Wells Rural Electric Company |  |  | BPA's West Wendover Substation | RECEIVED | LL | 2017-10-01
L0363 | 2013-08-27 17:00 | Oregon LNG | tester |  |  | BPA's Clatsop Substation | RECEIVED | LL | 2016-10-03 |  |  | Warrenton, OR
G0494 | 2013-08-22 12:41 |  |  | OR | Malheur | Harney Substation | RECEIVED | GI | 2015-05-01 | 3 | 3 | 43 degrees, 35' 6.38"N, 118 degrees 12' 33.17"W | ERIS | Hydro |  | Generator Nameplate Rating: 2.75 MW
G0493 | 2013-08-06 13:01 |  |  | ID | Cassia | At or near BPA's Bridge Substation. | STUDY | GI | 2016-01-01 | 30 | 30 | Cassia County, Idaho | NRIS & ERIS | Geothermal
G0492 | 2013-08-02 15:22 | Dworshak Fourth Unit | BPA Power Services | ID | Clearwater | Dworshak Substation. | RECEIVED | GI | 2019-07-01 | 300 | 300 | Dworshak Dam. | NRIS | Hydro |  | The Interconnection Customer on this Request is BPA Power Services. As required by section 3.4 of the LGIP, this is formal notice of Transmission Provider's intent to hold a Scoping Meeting.
G0491 | 2013-07-29 09:04 |  |  | OR | Gilliam | Alkali Canyon Substation on BPA's Tower Road-Alkali Canyon 115 kV line. | RECEIVED | GI | 2014-03-01 | 7 | 7 | Arlington, OR | ERIS | Biogas
L0362 | 2013-07-22 10:00 | Neskowin Substation | Tillamook People's Utility District |  |  | BPA Tillamook-Boyer 115 kV Line | RECEIVED | LL | 2016-10-03
G0490 | 2013-07-05 15:05 |  |  | WA | Douglas |  | STUDY | GI | 2022-01-02 | 345 | 345 | Highway 155, Grand Coulee, WA 99133 | ERIS | Hydro
L0361 | 2013-06-27 10:00 | Network Load Expansion Phase 2 | Northern Wasco County People's Utility District |  |  | Discovery Substation | STUDY | LL | 2015-10-01
L0360 | 2013-06-12 12:23 | EWEB Leaburg | Eugene Water & Electric Board |  |  | CUGR THUR1 28 1 A | STUDY | LL | 2015-10-01
G0489 | 2013-06-06 11:02 |  |  | OR | Gilliam | Low side of existing Wheatfield Wind Power Project, LLC 34.5 kV / 230 kV substation. | WITHDRAWN | GI | 2015-12-15 | 5 | 5 | Adjacent to Wheatfield Wind Power Project: 73501 Blalock Canyon Road, Arlington, OR 97812 | ERIS | Solar
L0359 | 2013-06-05 14:05 | PSE Cherry Point | Puget Sound Energy, Inc. |  |  | Loop in of BPA Intalco-Custer #1 230 kV line | RECEIVED | LL | 2017-03-01
G0488 | 2013-05-30 08:51 |  |  | ID | Gem |  | STUDY | GI | 2016-07-01 | 13 | 13 | Black Canyon Dam and Powerplant, 3999 E Black Canyon Hwy, Emmet, ID 83617 | ERIS | Hydro |  | This is a proposed 12.5 MW addition to a 10.2 MW generating capacity of an existing facility, making a combined total of 22.7 MW.
G0484 | 2013-05-07 09:20 |  |  | WA | Snohomish | BPA's Snohomish Substation | STUDY | GI | 2014-06-02 | 1 | 1 | Hardeson Substation | ERIS | Energy Storage
G0483 | 2013-05-01 08:10 |  |  | WA | Skamania | Trout Creek Field @ Wind River Business Park, Hemlock WA | STUDY | GI | 2014-05-01 | 3 | 3 | Wind River Business Park, Hemlock, WA | ERIS | Biomass |  | Generator Nameplate Rating: 2,165 kW
G0482 | 2013-04-30 14:06 |  |  | WA | Lewis | 11814 Hwy 12, Randle, WA 98377 | RECEIVED | GI | 2013-07-01 | 1 | 1 | 11814 Hwy 12, Randle, WA 98377 | ERIS | Hydro |  | Generator Nameplate Rating: 500 kW
G0481 | 2013-04-25 16:55 |  |  | WA | Snohomish | Snohomish PUD's 12 kV distribution system (Harbour Pointe circuit 12-2277) | STUDY | GI | 2013-08-01 | 2 | 2 | 4333 Harbour Point Boulevard SW | ERIS | Energy Storage |  | Generator Nameplate Rating: 1.5 MW
G0480 | 2012-12-10 09:55 |  |  | OR | Tillamook | TPUD Distribution System | COMPLETED | GI | 2013-05-30 | 2 | 2 | 6018 Hanger "A" Road | ERIS | Biomass
L0358 | 2012-11-23 10:36 | L0358 City of Ellensburg Helena Avenue Sub | City of Ellensburg |  |  | A proposed new Helena Avenue substation tap on the existing 115 kV East Ellensburg Tap approx. 2.1 miles before East Ellensburg Sub. | STUDY | LL | 2015-12-31 |  |  | 2201 N Chestnut St., Ellensburg, WA
L0357 | 2012-11-15 10:00 | UEC McNary 115KV Breaker 3 | Umatilla Electric Cooperative |  |  | BPA McNary Substation | STUDY | LL | 2015-10-01
G0479 | 2012-10-22 16:30 |  |  | OR | Lake | Tap of 115 kV BPA line between LaPine and Fort Rock. POI approx. 1 mile N of the Fort Rock Substation. | WITHDRAWN | GI | 2014-12-31 | 100 | 100 | 9 miles SE of Fort Rock | NRIS & ERIS | Solar
L0356 | 2012-09-25 14:00 | Benton REA Huard Road | Benton Rural Electric Association |  |  | Prosser Tap off Grandview to Snipes 115kV Line | RECEIVED | LL | 2015-10-01
L0355 | 2012-09-10 12:00 | Network Load Expansion | Northern Wasco County People's Utility District |  |  | Chenoweth-The Dalles 115 kV Line | STUDY | LL | 2015-10-01
G0478 | 2012-09-06 14:13 |  |  | OR | Morrow | BPA's proposed Boardman 230 kV/500 kV Substation. | STUDY | GI | 2016-11-01 | 500 | 500 | Approximately 20 to 25 miles south of Boardman, Oregon. | NRIS & ERIS | Wind
G0477 | 2012-09-05 08:48 |  |  | OR | Deschutes | BPA's 230 kV Pilot Butte to LaPine transmission line, preferably via a line tap. | STUDY | GI | 2015-12-31 | 38 | 38 | Central Oregon in Deschutes County, approximately 20 miles south of Bend Oregon. | ERIS | Geothermal
L0354 | 2012-08-09 14:01 | Cowlitz John Street | Public Utility District No. 1 of Cowlitz County |  |  | BPA Lexington Substation | WITHDRAWN | LL | 2015-11-06 | [6 empty] | Withdrawn by Customer 2/1/13
L0351 | 2012-08-03 09:00 | PDX-1 and PDX-4 Data Centers - Phase 2 | Umatilla Electric Cooperative |  |  | BPA's Boardman Substation | STUDY | LL | 2015-11-02
L0352 | 2012-08-03 09:00 | PDX-2 Data Center - Phase 2 | Umatilla Electric Cooperative |  |  | BPA McNary | STUDY | LL | 2015-11-02
L0353 | 2012-08-03 09:00 | Hat Rock | Umatilla Electric Cooperative |  |  | BPA Hat Rock | WITHDRAWN | LL | 2015-11-02 | [6 empty] | Withdrawn by Customer
G0476 | 2012-07-18 09:53 | The Dalles Northshore Fishway Project | Northern Wasco County People's Utility District | OR | Wasco | Existing Interconnection Point at Spearfish Substation | CONFIRMED | GI | 2012-11-12 | 7 | 7 | The Dalles Dam, Northshore Fishway | ERIS | Hydro
L0350 | 2012-07-11 13:25 | Skokomish Substation | Public Utility District No. 1 of Mason County |  |  |  | RECEIVED | LL | 2013-10-31
L0349 | 2012-07-05 10:00 | Canby Substation | PacifiCorp |  |  | BPA's Canby Substation | RECEIVED | LL | 2014-10-31
L0348 | 2012-06-25 09:00 | McNary 115kV Breaker | Umatilla Electric Cooperative |  |  | McNary Substation | STUDY | LL | 2015-10-01
G0475 | 2012-06-21 11:42 |  |  | WA | Walla Walla | Walla Walla Substation point of delivery #4048. | COMPLETED | GI | 2013-01-01 | 3 | 3 | 518 Mill Creek road | ERIS | Hydro
L0347 | 2012-05-29 09:00 | LNG Compressor Load | Columbia River People's Utility District |  |  | St. Johns-Allston 115kV | WITHDRAWN | LL | 2017-10-01 | 40 | 40 |  |  |  |  | Withdrawn by customer.
L0346 | 2012-05-18 09:00 | Airport Road | Consumers Power, Inc. |  |  | Albany-Lebanon 115kV #1 | RECEIVED | LL | 2013-11-01
L0345 | 2012-05-15 14:00 | Big Eddy-Redmond 230kV Line | Central Electric Cooperative, Inc. |  |  | BPA Big Eddy-Redmond #1 230kV Line | RECEIVED | LL | 2015-06-01
G0473 | 2012-05-12 16:41 |  |  | OR | Wasco | Wasco Electric Cooperative's 115 kV Line. | WITHDRAWN | GI | 2013-07-15 | 10 | 10 | Wasco, Oregon | ERIS | Wind
G0474 | 2012-05-12 16:41 |  |  | OR | Wasco | Wasco Electric Cooperative's 115 kV line. | WITHDRAWN | GI | 2013-07-15 | 10 | 10 | Wasco, Oregon | ERIS | Wind |  | Withdrawn on 6/29/12
G0471 | 2012-04-11 16:44 |  |  | WA | Klickitat | Harvalum 230 kV Substation | WITHDRAWN | GI | 2016-03-01 | 590 | 590 | Near Harvalum 230 kV Substation | ERIS | Combined cycle
G0470 | 2012-03-21 14:07 |  |  | OR | Yamhill | Breaker 51 out of Booth Bend. | RECEIVED | GI | 2012-10-15 | 1 | 1 | 5801 S.E. Bansen Lane, Dayton, Oregon | ERIS | Biomass
L0344 | 2012-03-15 09:00 | Slatt Substation | PacifiCorp |  |  | At or near Slatt Substation | WITHDRAWN | LL | 2015-10-01 | [6 empty] | LLIR withdrawn by customer on February 19, 2013.
G0469 | 2012-01-27 10:07 |  |  | MT | Flathead | BPA's Flathead Substation | COMPLETED | GI | 2012-08-07 | 1 | 1 | 300 Reservoir Road, Whitefish, MT | ERIS | Hydro |  | Generator Nameplate: 261 kW
L0340 | 2011-12-13 17:00 | DLB2 | Umatilla Electric Cooperative |  |  | Boardman or Longhorn | STUDY | LL | 2015-10-01 | 90 | 90
L0341 | 2011-12-13 17:00 | Maverick Data Center | Umatilla Electric Cooperative |  |  | Boardman | WITHDRAWN | LL | 2015-10-01 | 30 | 30 |  |  |  |  | Withdrawn by customer 8/3/2012
L0342 | 2011-12-13 17:00 | PDX1&4 Data Centers | Umatilla Electric Cooperative |  |  | Boardman | STUDY | LL | 2015-10-01 | 60 | 60
L0343 | 2011-12-13 17:00 | PDX2 | Umatilla Electric Cooperative |  |  | McNary | STUDY | LL | 2015-10-01 | 30 | 30
L0339 | 2011-12-07 09:42 | Bertelsen-Seneca Upgrade | Eugene Water & Electric Board |  |  | BPA Eugene Substation | RECEIVED | LL | 2014-12-01
G0468 | 2011-12-06 15:57 |  |  | MT | Flathead | Flathead 12.5 kV Radial from Trumble Creek Substation. | COMPLETED | GI | 2013-10-01 | 3 | 3 | 600 Halfmoon Road, Columbia Falls, MT | ERIS | Biomass |  | Generator Nameplate: 2.5 MW
L0338 | 2011-10-26 13:39 | Worden Substation | Columbia Rural Electric Association |  |  | BPA's Franklin-Walla Walla 115kV Line 13/6 | RECEIVED | LL | 2013-01-01
L0337 | 2011-10-24 09:18 | DLB1 | Umatilla Electric Cooperative |  |  | BPA's future Longhorn Substation | STUDY | LL | 2015-02-11 | 30 | 30
G0467 | 2011-10-19 14:42 |  |  | OR | Wasco | BPA's Maupin Substation from at or near Wasco's Antelope Substation. | WITHDRAWN | GI | 2015-12-31 | 101 | 101 | East of Highway 97 near the wotns of Shaniko and Antelope. | NRIS & ERIS | Wind |  | Withdrawn by customer inctruction received 12/19/11.
L0336 | 2011-10-05 15:37 | S. Tacoma-Southwest 230kV, Tacoma-Southwest 230kV | Tacoma Power |  |  | BPA Tacoma & BPA South Tacoma Substations | COMPLETED | LL | 2012-05-31
G0466 | 2011-10-04 10:36 |  |  | OR | Deschutes | 68000 Hwy 20 W, Bend, OR 97701 | RECEIVED | GI | 2013-09-03 | 1 | 1 | 68000 Hwy 20 West, Sisters, OR | ERIS | Hydro
G0465 | 2011-09-15 14:46 |  |  | OR | Wasco | Wasco Electric Cooperative's 115 kV line. | WITHDRAWN | GI | 2012-12-31 | 10 | 10 | Wasco County, Oregon | ERIS | Wind |  | Withdrawn on 5/11/12.
L0335 | 2011-09-13 09:43 | Project Maverick | Central Electric Cooperative, Inc. |  |  | BPA's Ponderosa Substation | RECEIVED | LL | 2012-10-01
G0464 | 2011-09-02 11:23 |  |  | WA | Clark | CPUD feeder connected to CPUD's King Station and closest BPA point of receipt is BPA's Ross Substation. | WITHDRAWN | GI | 2013-09-12 | 5 | 5 | Clark County, WA | ERIS | Biomass
G0463 | 2011-09-01 12:11 |  |  | OR | Lake, Harney | BPA's 230 kV transmission facilities at Ponderosa Substation. | WITHDRAWN | GI | 2014-12-31 | 400 | 400 | Glass Buttes, Wagontire Mountain. | NRIS & ERIS | Wind |  | This request is an alternate for G0462.
G0462 | 2011-09-01 12:10 |  |  | OR | Lake, Harney | BPA's transmission facilities at Summer Lake Substation. | WITHDRAWN | GI | 2014-12-31 | 500 | 500 | Glass Buttes, Wagontire Mountain & Juniper Mountain. | NRIS & ERIS | Wind |  | This is an alternate to Request No. G0463. G0462 Withdrawn 2/27/12 by email instruction from customer.
G0461 | 2011-08-12 15:54 |  |  | OR | Wasco | Wasco Electric Cooperative's 115 kV Line. | WITHDRAWN | GI | 2012-12-31 | 10 | 10 | Substation will be adjacent to the Iberdrola School House Substation. | ERIS | Wind |  | Withdrawn on 5/11/12.
L0334 | 2011-08-12 09:38 | Grand Coulee-Westside | Avista Corporation |  |  | BPA's Grand Coulee-Westside 230kV Transmission Line near mile 76, tower 3 | WITHDRAWN | LL | 2014-10-01 | [6 empty] | Withdrawn by Avista 11/20/12.
G0460 | 2011-08-10 15:32 |  |  | OR | Umatilla | BPA's McNary Substation. | WITHDRAWN | GI | 2015-01-01 | 220 | 220 | Umatilla County, Ore. approximately 2.5 miles SW of Hermiston. | NRIS & ERIS | Gas peaking generation
G0459 | 2011-08-07 16:21 |  |  | OR | Linn | At a point on BPA's Albany-Salem 115 kV transmsission line within a mile either side of Conser Road. | WITHDRAWN | GI | 2013-05-01 | 65 | 45 | Millersburg, Ore. on the west side of the Old Salem Road. | NRIS & ERIS | Gas peaking generation |  | Withdrawn by customer 12/20/11.
L0333 | 2011-08-05 10:22 | La Grande Substation | Oregon Trail Electric Consumers Cooperative, Inc. |  |  | BPA's La Grande Substation | WITHDRAWN | LL | 2015-01-01 | [6 empty] | Withdrawn by Customer
G0458 | 2011-08-04 09:25 |  |  | OR | Union | Oregon Trail Electric Cooperative's Cove Avenue Substation | WITHDRAWN | GI | 2011-12-31 | 2 | 2 | Eastern OR University, 1 University Boulevard, La Grande, OR | ERIS | Solar |  | Withdrawn on 5/2/12.
G0457 | 2011-07-28 09:10 | Carty increment | Portland General Electric Company | OR | Morrow | Slatt substation. | CONFIRMED | GI | 2015-05-01 | 36 | 36 |  | NRIS | Combined cycle |  | Increment to Interconnection Request G0380.
L0332 | 2011-06-30 09:57 | Baldwin Data Center | Central Electric Cooperative, Inc. |  |  | BPA Ponderosa Substation | RECEIVED | LL | 2014-10-01
G0456 | 2011-06-08 15:35 |  |  | WA | Jefferson | At existing interconnection facilities in BPA's Fairmount Substation. | WITHDRAWN | GI | 2013-12-31 | 25 | 25 | At existing mill site, Mill Road, Port Townsend, Wash. | NRIS & ERIS | Biomass
G0455 | 2011-05-20 11:31 |  |  | OR | Morrow | In the area of Ione Substation/Kinger Tap. | WITHDRAWN | GI | 2014-12-31 | 50 | 50 | Between approximately 3 to 7 miles north of Ione, Oregon | NRIS & ERIS | Wind
L0331 | 2011-05-12 12:59 | CEC POD at Ponderosa | Central Electric Cooperative, Inc. |  |  | BPA Ponderosa Substation | RECEIVED | LL | 2014-10-01
G0454 | 2011-05-11 10:53 |  |  | OR | Morrow | Slatt Substation | WITHDRAWN | GI | 2012-12-01 | 20 | 20 | Morrow County, Oregon | ERIS | Wind
G0452 | 2011-05-09 10:45 |  |  | OR | Umatilla | BPA's McNary Substation at 500 kV. | STUDY | GI | 2015-06-01 | 410 | 390 | Westland Road, adjacent to the Hermiston Generating Plant. | NRIS & ERIS | Gas peaking generation
G0453 | 2011-05-06 11:53 |  |  | OR | Lane | EWEB's new U of O Substation | COMPLETED | GI | 2012-06-01 | 11 | 11 | University of Oregon Campus | ERIS | Combined cycle
L0330 | 2011-04-28 09:00 | Addy | tester |  |  | BPA's Addy Substation | WITHDRAWN | LL | 2013-10-31 | [6 empty] | Withdrawn by customer 11/9/11.
L0329 | 2011-04-22 09:00 | Red Mountain-Reata 115kV/Dallas Road Substation | City of Richland, Washington |  |  | BPA's Red Mountain-Badger Canyon 115kV Transmission Line | RECEIVED | LL | 2013-10-31
L0327 | 2011-04-19 06:58 | Lower Snake Redundant PH Tie Lines | US Department of Army Corps of Engineers |  |  | Lower Monumental Little Goose Lower Granite | WITHDRAWN | LL | 2013-10-01
L0328 | 2011-04-14 11:20 | Ellensburg-Moxee Tap | Public Utility District No. 1 of Kittitas County |  |  | Columbia-Moxee 115kV Line | WITHDRAWN | LL | 2013-10-01 | [6 empty] | Withdrawn by customer 11/26/12
G0450 | 2011-03-16 16:04 |  |  | OR | Tillamook | Tillamook PUD's Feeder Circuit #63, connected to the Wilson River Substation. | COMPLETED | GI | 2011-11-01 | 1 | 1 | The approximate location of the generating unit will be 45 deg. 26' 14" N, 123 deg. 48' 09" W | ERIS | Biomass
L0326 | 2011-03-07 14:46 | Ponderosa Substation | PAC |  |  | BPA Ponderosa Substation | RECEIVED | LL | 2013-10-01
L0325 | 2011-02-15 10:41 | Alcoa Substation | Clark Public Utilities |  |  | BPA Alcoa Substation | RECEIVED | LL | 2013-09-01
G0449 | 2011-02-11 15:01 |  |  | OR | Tillamook | Tillamook PUD's Feeder Circuit #63, connected to the Wilson River Substation. | COMPLETED | GI | 2011-11-01 | 1 | 1 | 45 deg.,27' 31" N, 123 deg.49' 36" W. | ERIS | Biomass
L0324 | 2011-01-10 11:47 | Knights Bridge Substation | Canby Utility Board |  |  | Knigts Bridge Rd & S. Barlow Rd (adjacent to PGE Canby Sub) | RECEIVED | LL | 2013-10-01
G0447 | 2010-12-16 13:58 |  |  | OR | Morrow | A proposed new substation on BPA's McNary-Calpine 500 kV transmission line. | WITHDRAWN | GI | 2013-05-01 | 215 | 240 | 20 acre parcel in Section 11, T4N, R25 east of Willamette Meridian, bordering Boardman Substation. | NRIS & ERIS | Gas peaking generation |  | During the Scoping Meeting for this Interconnection Request, the original requested POI at Boardman was deemed not to be feasible. Customer elected to request a POI on BPA's McNary-Calpine line. On November 19, 2011, customer withdrew the request.
G0446 | 2010-12-16 13:57 |  |  | OR | Morrow | A proposed new substation on BPA's McNary-Coyote Springs 500 kV transmission line. | WITHDRAWN | GI | 2013-05-01 | 215 | 240 | 20 acre parcel in Section 11, T4N, R25 east of Willamette Meridian, bordering Boardman Substation. | NRIS & ERIS | Gas peaking generation |  | Withdrawn by customer, letter instructions received 11/15/13. | Withdrawn by customer.
L0323 | 2010-12-14 15:14 | Aurora Project | City of Richland, Washington |  |  | BPA Ashe Substation and Ashe-Coyote Springs Transmission Line | RECEIVED | LL | 2012-07-14
G0448 | 2010-12-13 11:12 |  |  | ID | Cassia | Idahome Substation | RECEIVED | GI | 2011-09-01 | 20 | 20 |  | ERIS | Wind
G0445 | 2010-12-06 10:09 |  |  | ID | Cassia | Idahome Substation | STUDY | GI | 2011-09-01 | 20 | 20 | Cassia County, Idaho | ERIS | Wind
G0441 | 2010-11-03 15:44 |  |  | WA | Franklin | Pole 66 G 129 at the Esquatzel Canal and Columbia River Road | COMPLETED | GI | 2011-02-01 | 2 | 2 | Esquatzel Division Canal, Franklin, WA | ERIS | Hydro
G0440 | 2010-11-02 16:52 |  |  | OR | Umatilla | Direct connect to Umatilla Electric Cooperative's distribution and through Butter Creek Substation to McNary Substation. | RECEIVED | GI | 2011-12-31 | 10 | 10 | Ward Butte | ERIS | Wind
G0439 | 2010-11-02 10:55 |  |  | OR | Lane | Blachly-Lane Electric Cooperative's Parker Substation | COMPLETED | GI | 2011-10-31 | 2 | 2 | Junction City, Lane County, Oregon | ERIS | Biogas
G0443 | 2010-10-22 16:59 |  |  | ID | Cassia | Canal to Minidoka BPA 13.8kV line, 6-8 miles south of Minidoka. | WITHDRAWN | GI | 2011-12-31 | 20 | 20 | Delco Idaho Along Freeway East of Burley, Idaho just past the I-82 Y towards Utah. | ERIS | Wind
G0442 | 2010-10-22 16:57 |  |  | ID | Cassia | Canal to Minidoka BPA 13.8kV line, 6-8 miles South of Minidoka Dam | WITHDRAWN | GI | 2011-12-31 | 20 | 20 | Delco Idaho Along Freeway East of Burley, Idaho just past the I-82 Y towards Utah. | ERIS | Wind
G0438 | 2010-10-15 10:38 |  |  | OR | Polk and Lincoln | On BPA's Salem-Grande Ronde-Tillamook line in the vicinity of Grande Ronde Substation. | WITHDRAWN | GI | 2013-10-01 | 125 | 125 | Near Grande Ronde, Ore. | NRIS & ERIS | Wind |  | The generating capacity of the request was reduced from 150 MW to 125 MW per letter instruction received on July 29, 2011.
G0437 | 2010-09-30 14:13 |  |  | OR | Lake | BPA's Harney 115 kV transmission line | STUDY | GI | 2013-12-31 | 30 | 38 | 50 miles NW of Burns and 70 miles SE of Bend, Ore. | ERIS | Geothermal
L0322 | 2010-09-29 14:18 | Klondike/Blalock Reinforcement | Wasco Electric Cooperative, Inc. |  |  | BPA's DeMoss 115kV Substation | RECEIVED | LL | 2014-07-01
L0321 | 2010-09-29 13:56 | Fossil-Big Eddy Loop | Wasco Electric Cooperative, Inc. |  |  | 69kV loop from Fossil to Maupin and Maupin to Big Eddy | WITHDRAWN | LL | 2013-07-01 | [6 empty] | Withdrawn effective April 9, 2013
G0436 | 2010-09-27 13:16 |  |  | OR | Morrow and Umatilla | At 500 kV to BPA's 500 kV transmission line from McNary to Hermiston, at the point where ownership changes. | WITHDRAWN | GI | 2014-12-31 | 481 | 481 | East of Heppner, NW of Ukiah, 6 miles west of Hway 395 and 2 miles south of Hway 74. | NRIS & ERIS | Wind
G0444 | 2010-09-10 09:50 |  |  | WA | Cowlitz | Existing interconnection facilities in Cowlitz PUD service area. | WITHDRAWN | GI | 2011-10-01 | 35 | 35 |  | NRIS & ERIS | Biomass
G0435 | 2010-08-27 14:13 |  |  | OR | Morrow |  | STUDY | GI | 2013-11-01 | 238 | 238 | Twenty to Twenty-five miles South of Boardman, Ore. | NRIS & ERIS | Wind |  | On 8/9/2011, Customer reduced the request from 401 MW to 238 MW.
L0320 | 2010-08-23 15:49 | Woodland Tap | Public Utility District No. 1 of Cowlitz County |  |  | BPA Woodland Tap, Ross-Lexington 230kV Line | WITHDRAWN | LL | 2012-10-01 | [6 empty] | Request withdrawn by customer on 10/24/12.
G0434 | 2010-08-19 13:49 |  |  | OR | Linn | At generator breaker, on new 12.47 kV bus A-3. Bus A-3 will be tied to mill bus A-1 through mill switchgear. Main breaker at A-1 is owned by EPUD. | WITHDRAWN | GI | 2012-03-01 | 11 | 11 | Linn County, Oregon | ERIS | Biomass |  | Withdrawn 1/28/11
G0433 | 2010-08-02 10:24 |  |  | OR | Lake | Midstate Electric 24.9 kV distribution system | STUDY | GI | 2010-11-15 | 1 | 1 | Lake County, Oregon | ERIS | Solar
G0432 | 2010-07-08 13:21 |  |  | WA | Kittitas | BPA's Bettas Road 230 kV Substation (currently under construction). | STUDY | GI | 2012-12-01 | 18 | 18 | Eight miles NW of Ellensburg, Wash. | ERIS | Wind |  | Incremental to Request No. G105. April 26, 2011: reduced from 31 to 26 MW by instruction from customer prior to execution of Facilities Study Agreement. 5/25/11: Further reduction per LGIP section 4.4 to 18 MW. Not a Material Modification.
G0431 | 2010-06-30 14:47 |  |  | OR | Lake | Fort Rock Substation | STUDY | GI | 2012-06-29 | 20 | 20 | Christmas Valley | ERIS | Solar
G0430 | 2010-05-14 12:48 |  |  | WA | Benton | Red Mountain Substation | WITHDRAWN | GI | 2013-12-31 | 200 | 200 | In the area of Badger Canyon immediately south of Red Mountain Substation. | NRIS & ERIS | Wind |  | Withdrawn by customer by letter received May 4, 2011. | Withdrawn.
G0429 | 2010-05-06 17:08 |  |  | OR | Wasco | BPA's 230 kV Maupin-Redmond Transmission Line. | WITHDRAWN | GI | 2012-12-31 | 135 | 135 |  | NRIS & ERIS | Wind |  | Per letter received March 21, 2011 attached to the executed ISIS, Customer reduced request to 135 MW.
G0428 | 2010-05-06 12:23 |  |  | OR | Morrow | BPA's 500 kV transmission line at or near the town of Stanfield where BPA ownership ends. | STUDY | GI | 2014-12-01 | 201 | 201 | Five to Ten miles east of the town of Heppner, Morrow Co. Ore. | NRIS & ERIS | Wind
G0427 | 2010-04-30 14:26 |  |  | OR | Wheeler | TBD | WITHDRAWN | GI | 2013-04-01 | 300 | 300 | Approximately 6 miles North of Spray, Oregon. | NRIS & ERIS | Wind |  | Withdrawn by customer email on 6/18/10 follwoing the Scoping Meeting. No studies performed or available.
G0426 | 2010-04-23 12:34 |  |  | WA | Mason | BPA's transmission facilities in or near Shelton substation. | WITHDRAWN | GI | 2013-06-01 | 31 | 31 | Shelton, Mason Co. Wash. | ERIS | Biomass |  | Withdrawn on March 17, 2011, per customer instruction.
G0424 | 2010-04-22 11:34 |  |  | OR | Lake | Summer Lake substation. | WITHDRAWN | GI | 2013-12-31 | 103 | 103 | Approximately 40 miles west of Burns, Ore. | ERIS | Wind |  | Withdrawn 9/27/10
G0425 | 2010-04-22 11:34 |  |  | OR | Lake | Summer Lake Subtstation. | WITHDRAWN | GI | 2013-12-31 | 103 | 103 | Approximately 40 miles west of Burns, Ore. | ERIS | Wind |  | Withdrawn 9/27/10
G0423 | 2010-04-09 14:37 |  |  | OR | Grant | 115 kV BPA De Moss-Big Eddy line (4.2 miles west of De Moss Substation) | WITHDRAWN | GI | 2011-07-26 | 10 | 10 |  | ERIS | Wind
G0422 | 2010-04-09 13:07 |  |  | OR | Wheeler | Fossil Substation | WITHDRAWN | GI | 2013-04-01 | 100 | 100 | Approximately 1.5 miles east of Fossil, Ore. | NRIS & ERIS | Wind |  | Withdrawn by customer email instruction on 6/18/10 following Scoping Meeting. No studies performed or available.
G0420 | 2010-04-06 12:58 |  |  | WA | Klickitat | BPA's proposed Wood Creek Substation | STUDY | GI | 2012-12-01 | 60 | 60 |  | Energy | Wind
G0421 | 2010-04-05 07:16 |  |  | OR | Douglas | BPA's Gardiner Substation via Douglas Electric Cooperative's Transmission/Distribution Facility. | STUDY | GI | 2012-06-01 | 2 | 2 | Sparrow Park Road (nearest road to Reedsport OPT Wave Park project, located approx. 2.7 miles offshore of Reedsport, Oregon) | ERIS | Hydro
G0419 | 2010-04-01 14:22 |  |  | WA | Clallam | At the 69kV bus in BPA's Port Angeles Substation. | COMPLETED | GI | 2012-04-30 | 20 | 20 | Marine Drive, Port Angeles. | NRIS | Biomass |  | ISIS executed, request reduced from original 25 MW on June 4, 2010.
G0418 | 2010-03-29 10:50 |  |  | OR | Morrow | Ione Substation | STUDY | GI | 2011-06-15 | 20 | 20 | Morrow County, Oregon | ERIS | Wind
G0417 | 2010-03-25 10:31 |  |  | UT | Box Elder | Into the Wendover-Minidoka 138 kV transmission line. | WITHDRAWN | GI | 2013-10-01 | 50 | 50 | Near Curlew, Utah. | NRIS & ERIS | Wind |  | Request reduced to 50 MW per letter received on January 3, 2011.
G0416 | 2010-03-23 18:04 |  |  | OR | Lake | To BPA's Transmission Facilities through the 115 kV facilities of Midstate Electric Cooperative. | STUDY | GI | 2012-09-30 | 20 | 20 | Approximately four miles northwest of the Town of Christmas Valley, Ore. | NRIS & ERIS | Solar |  | effective July 30, 2010, G0416 seeks interconnection of a reduced nameplate generating capacity of 20 MW (in lieu of 75 MW).
G0415 | 2010-03-22 11:21 |  |  | OR | Clatsop | BPA's 115 kV Transmission Facilities at or near Fern Hill Substation. | WITHDRAWN | GI | 2012-04-01 | 20 | 20 | Clatsop County, Oregon | ERIS | Biomass |  | Withdrawn 1/28/11
G0413 | 2010-03-19 09:28 |  |  | OR | Lake | BPA's Summer Lake Substation at 230 kV | WITHDRAWN | GI | 2012-12-31 | 103 | 103 | Lake Co. Ore. approx 40 miles west of Burns. | NRIS & ERIS | Wind |  | Withdrawn at customer instruction on September 1, 2011.
G0414 | 2010-03-19 09:28 |  |  | OR | Lake | BPA's Summer Lake Substation at 230 kV | WITHDRAWN | GI | 2012-12-31 | 103 | 103 | Lake Co. Ore. approximately 40 miles west of Burns. | NRIS & ERIS | Wind |  | Withdrawn at customer instruction on September 1, 2011.
G0412 | 2010-03-12 14:37 |  |  | ID | Cassia | Minidoka-Unity 138 kV line | WITHDRAWN | GI | 2011-12-01 | 20 | 20 | Cassia County, Idaho | ERIS | Wind |  | Withdrawn 4/13/10
G0411 | 2010-03-12 14:35 |  |  | ID | Cassia | Minidoka-Unity 138 kV line | WITHDRAWN | GI | 2011-12-01 | 20 | 20 | Cassia, Idaho | ERIS | Wind |  | Withdrawn 4/13/10
G0409 | 2010-02-26 09:20 |  |  | OR | Lake | TO THE MIDSTATE ELECTRIC 24.9 KV DISTRIBUTION SYSTEM ON THE EAST BORDER OF THE PROPERTY, ALONG OIL DRI ROAD. | STUDY | GI | 2010-12-07 | 5 | 5 | LAKE COUNTY, OR | ERIS | Solar
G0410 | 2010-02-26 09:20 |  |  | OR | Lake | TO THE MIDSTATE ELECTRIC 24.9 KV DISTRIBUTION SYSTEM ON THE WEST BORDER OF THE PROPERTY, ALONG FOSSIL LAKE ROAD. | STUDY | GI | 2010-12-07 | 5 | 5 | APPROXIMATELY 8.9 MILES EAST-NORTHEAST OF CHRISTMAS VALLEY, OREGON. | ERIS | Solar
G0408 | 2010-02-09 09:43 |  |  | OR | Umatilla | BPA's Roundup Substation at 230 kV | STUDY | GI | 2012-12-01 | 400 | 400 | In Umatilla County, Ore., ten miles SW of Pendleton. | NRIS & ERIS | Wind
G0407 | 2010-02-04 09:41 |  |  | WA | Grays Harbor | Grays Harbor PUD 15 kV Distribution Pole Number P1/64 | COMPLETED | GI | 2010-05-17 | 6 | 6 | Grayland, Washington | ERIS | Wind
G0406 | 2010-02-01 15:08 |  |  | WA | Klickitat | BPA’s Big Eddy-McNary 230 kV Transmission Line in Klickitat County, Wash. | WITHDRAWN | GI | 2012-12-31 | 99 | 99 | Klickitat Co. Wash. | ERIS | Wind |  | Withdrawn by customer letter received September 14, 2010.
G0405 | 2010-01-29 12:45 |  |  | ID | Madison | BPA’s Goshen-Drummond No. 1 161 kV Transmission Line in Madison Co. Idaho | WITHDRAWN | GI | 2010-11-30 | 240 | 240 | Madison Co. Idaho, east of Rexburg adjacent to BPA’s Transmission Line. | NRIS | Wind |  | Withdrawn per Customer email on November 1, 2010. No studies completed.
G0403 | 2010-01-27 16:51 |  |  | OR | Morrow | BPA’s Transmission Facilities in Morrow and/or Umatilla Cos. Oregon | STUDY | GI | 2014-11-01 | 302 | 302 | Morrow Co. Ore. 20-25 miles south of Boardman. | NRIS | Wind
G0404 | 2010-01-27 16:51 |  |  | OR | Morrow | BPA’s Transmission Facilities in Morrow and/or Umatilla Cos. Oregon | STUDY | GI | 2014-11-01 | 302 | 302 | Morrow Co. Ore. 20-25 miles south of Boardman. | NRIS | Wind
G0402 | 2010-01-12 09:19 |  |  | OR | Sherman | BPA’s Transmission Facilities at or close to John Day Substation. | WITHDRAWN | GI | 2013-10-01 | 110 | 110 | Sherman County, OR | ERIS | Wind
G0401 | 2010-01-11 11:44 |  |  | OR | Wasco | BPA’s 230 kV Transmission Facilities in or close to Maupin Substation. | STUDY | GI | 2013-12-31 | 299 | 299 | Wasco County, OR | NRIS & ERIS | Wind
G0400 | 2010-01-06 09:23 |  |  | OR | Lake | 115 kV Fort Rock Line(between LaPine Substation and Midstate’s Fort Rock Substation) | WITHDRAWN | GI | 2011-12-31 | 20 | 20 | Lake County, OR | ERIS | Solar |  | Withdrawn 1/5/11
G0399 | 2009-12-16 15:00 |  |  | OR | Morrow | The 69 kV transmission system of Columbia Basin Electric Cooperative, approximately 15 line miles from BPA’s Ione Substation | WITHDRAWN | GI | 2010-08-01 | 10 | 10 | Morrow, Ore. | Energy | Biomass |  | Withdrawn 7/21/10
G0397 | 2009-12-15 09:31 |  |  | WA | Klickitat | BPA’s Goldendale-Chenoweth Transmission Line at 115 kV | WITHDRAWN | GI | 2011-12-31 | 202 | 202 | One mile west of Centerville, Wash. | Energy | Wind |  | Withdrawn by customer letter received September 14, 2010.
G0398 | 2009-12-15 09:31 |  |  | WA | Klickitat | BPA’s Transmission Facilities at or near Centerville, Wash. at 230 kV | WITHDRAWN | GI | 2011-12-31 | 101 | 101 | Klickitat County, Wash. one mile west of Centerville | Energy | Wind |  | 4/30/10: This request was Withdrawn by email from Customer received 4/29/10.
L0318 | 2009-12-14 13:39 | McNary Substation | Umatilla Electric Cooperative |  |  |  | WITHDRAWN | LL | 2012-09-01 | [6 empty] | Request withdrawn by customer 9/19/11
L0317 | 2009-12-14 13:30 | Decatur Island Tap | Orcas Power & Light Cooperative |  |  |  | STUDY | LL | 2013-09-01
G0396 | 2009-11-30 16:07 |  |  | WA | Klickitat | BPA’s transmission facilities in/near Goldendale, Wash. | WITHDRAWN | GI | 2013-01-01 | 56 | 56 | Klickitat Co., Wash. | NRIS | Wind |  | August 23, 2010: Instruction implemented to reduce generation capapcity of request from 70 MW to 56 MW.
G0394 | 2009-11-24 12:49 |  |  | OR | Deschutes | BPA’s Lapine Substation | STUDY | GI | 2012-03-01 | 28 | 28 | Deschutes Co. Ore. | NRIS | Biomass
G0395 | 2009-11-23 14:37 |  |  | ID | Cassia | Minidoka-Unity 138 kV line | STUDY | GI | 2010-10-15 | 20 | 20 | Cassia County, Idaho | ERIS | Wind
G0393 | 2009-11-17 09:30 |  |  | WA | Kittitas | BPA’s Rocky Reach to Maple Valley 345 kV transmission line in the vicinity of Cle Elum, Washington | STUDY | GI | 2010-12-15 | 75 | 75 | Kittitas County, Wash. | NRIS | Solar
G0392 | 2009-11-09 08:49 |  |  | OR | Gilliam | BPA’s Transmission Facilities on the Slatt-Buckley or Ashe-Marion transmission lines approx. 9 miles SW of Slatt | WITHDRAWN | GI | 2013-12-01 | 300 | 300 | Gilliam Co. Ore. | NRIS | Wind
G0391 | 2009-11-03 16:44 |  |  | OR | Gilliam | BPA’s Transmission Facilities on the Slatt-Buckley or Ashe-Marion transmission lines approx. 9 miles SW of Slatt | WITHDRAWN | GI | 2013-03-01 | 425 | 425 | Gilliam Co. Ore., east of Olex, 16 miles south of Arlington. | NRIS | Wind |  | on May 5,2011, Customer returned executed Facilities Study agreement and instruction to reduce the MW of the request 15% from 500 MW to 425 MW.
G0389 | 2009-11-02 12:02 |  |  | OR | Morrow | TBD | STUDY | GI | 2013-11-01 | 207 | 207 | Morrow Co. Ore. 20-25 miles south of Boardman. | NRIS | Wind
G0390 | 2009-11-02 12:02 |  |  | OR | Morrow | TBA | STUDY | GI | 2013-11-01 | 207 | 207 | Morrow Co. Ore. 20-25 miles south of Boardman. | NRIS | Wind
G0388 | 2009-11-02 10:45 |  |  | ID | Cassia | BPA’s Idahome Substation | STUDY | GI | 2010-10-15 | 20 | 20 | Cassia County, Idaho | ERIS | Wind
G0386 | 2009-10-28 08:47 |  |  | WA | Garfield | BPA’s Pomeroy Substation | WITHDRAWN | GI | 2011-12-01 | 20 | 20 | Garfield County, Washington | ERIS | Wind
G0387 | 2009-10-26 15:49 | Stone House Solar | Stone House Solar, LLC | OR | Lake | Midstate Electric 24.9kV distribution system at Christmas Valley Substation | CONFIRMED | GI | 2009-12-31 | 10 | 10 | Lake County, Oregon | ERIS | Solar
G0385 | 2009-10-08 11:07 |  |  | OR | Lake | Midstate Electric’s Fort Rock Substation at 115 kV at the 115 kV bus | STUDY | GI | 2011-12-01 | 15 | 15 | Lake County, Oregon | ERIS | Solar
G0383 | 2009-10-06 09:06 |  |  | WA | Pacific | Raymond 115 kV Substation | STUDY | GI | 2012-12-31 | 100 | 100 | Pacific County, Wash. | NRIS | Wind |  | 6/16/10: Customer exercised right under LGIP section 4.4.1 to reduce the MW of the request from the original 161 MW to 100 MW. FES complete and report available upon request to Studyrequest@bpa.gov
G0384 | 2009-10-06 09:06 |  |  | OR | Coos | Bandon 115 kV Substation | WITHDRAWN | GI | 2011-06-01 | 101 | 101 | Coos County, Ore. | NRIS | Wind |  | Withdrawn by Customer email instruction on July 12, 2010. Feasibility Study Report completed and available upon request.
G0382 | 2009-09-21 14:51 |  |  | WA | Yakima & Benton | At BPA’s Midway 230 kV substation | WITHDRAWN | GI | 2012-10-30 | 100 | 100 | Yakima and Benton Counties, Wash. | NRIS | Wind |  | Withdrawn by customer 3/31/2011.
G0381 | 2009-09-21 09:19 |  |  | OR | Harney | On Harney Electric Cooperative’s 115 kV transmission system approximately 30 miles south of Burns, Ore. | WITHDRAWN | GI | 2012-12-31 | 103 | 103 | Harney Co. Oregon. | ERIS | Wind |  | Withdrawn by customer instruction on September 1, 2011.
G0380 | 2009-09-15 09:40 | Carty CCCT | Portland General Electric Company | OR | Morrow | BPA’s Substation at Slatt, Ore. | CONFIRMED | GI | 2014-05-01 | 413 | 464 | Boardman, Morrow Co. Oregon. | NRIS | Combined cycle
G0379 | 2009-09-02 15:30 |  |  | OR | lake | Midstate Electric 24.9 kV distribution system | STUDY | GI | 2010-07-30 | 4 | 4 | Lake County, Oregon | ERIS | Solar
L0316 | 2009-08-28 14:25 | McNary Substation | PacifiCorp |  |  | BPA's McNary Substation | STUDY | LL | 2011-10-01
L0314 | 2009-08-27 09:25 | Merchant Txm Line-Townsend | Tonbridge Power Inc |  |  | BPA Colstrip line at or near Townsend, MT | STUDY | LL | 2013-10-01
L0315 | 2009-08-27 09:25 | Merchant Txm Line-Garrison | Tonbridge Power Inc |  |  | BPA Colstrip 500kV Line at Garrison Substation | STUDY | LL | 2013-10-01
G0378 | 2009-08-27 09:22 |  |  | WA | Mason | BPA’s Substation at Shelton, Wash. | WITHDRAWN | GI | 2012-12-31 | 65 | 65 | Shelton, Mason Co. Wash. | ERIS | Biomass |  | FES skipped. ISIS executed 10/23/09. 1/12/10: Customer advised ISIS delayed. ISIS Complete 1/23/10. Request Withdrawn by customer instruction on March 18, 2011.
L0313 | 2009-08-20 11:34 | Bridge Substation | Raft River Rural Electric Cooperative, Inc. |  |  | BPA's Bridge Substation | STUDY | LL | 2010-11-01
L0311 | 2009-08-10 16:53 | Lancaster Substation | Avista Corporation |  |  | Lancaster 230 | STUDY | LL | 2012-09-01
L0312 | 2009-08-10 10:48 | Bell-Boundary #1 230 kV | Inland Power & Light Company |  |  | Bell-Boundary #1 transmission line. | COMPLETED | LL | 2011-10-01 |  |  | Spokane Washington
G0376 | 2009-08-06 10:09 |  |  | OR | Lake | Midstate Electric 24.9 kV distribution system | STUDY | GI | 2010-07-30 | 4 | 4 | Lake County, Oregon | ERIS | Solar
G0377 | 2009-08-06 10:09 |  |  | OR | Lake | Midstate Electric 24.9 kV distribution system | COMPLETED | GI | 2010-07-30 | 4 | 4 | Lake County, Oregon | ERIS | Solar
L0310 | 2009-07-30 14:52 | Mount Adams Substation | Yakama Power |  |  | Feeder #2 out of BPA's Alfalfa Substation | STUDY | LL | 2009-12-01
G0375 | 2009-07-14 13:18 |  |  | WA | Klickitat | BPA’s proposed Wood Creek 230 kV Substation | WITHDRAWN | GI | 2011-10-01 | 50 | 50 | Klickitat Co. Wash. | ERIS | Wind
G0374 | 2009-06-30 09:53 |  |  | ID | Bonneville | BPA’s 115 kV Goshen-Palisades Transmission Line approximately 20 miles east of Goshen Substation | STUDY | GI | 2010-12-31 | 100 | 100 | Bonneville County, Idaho | NRIS | Wind
G0373 | 2009-06-29 10:27 |  |  | MT | Flathead & Lincoln | BPA's 230 kV transmission line between Libby and Haskill. | WITHDRAWN | GI | 2012-04-30 | 200 | 200 | Flathead and Lincoln Counties, Montana | NRIS | Wind
G0371 | 2009-06-03 14:15 |  |  | WA | Grays Harbor | TBA | WITHDRAWN | GI | 2012-12-31 | 65 | 65 | Satsop, Grays Harbor Co. Wash. | ERIS | Biomass
G0372 | 2009-06-03 14:15 |  |  | ID | Latah | TBA | WITHDRAWN | GI | 2012-12-31 | 65 | 65 | In the vicinity of Bovill, Latah Co. Idaho | ERIS | Biomass |  | Withdrawn by customer email on June 14, 2010. The Feasibility Study Report is available upon request to Studyrequest@bpa.gov .
G0369 | 2009-06-02 12:55 |  |  | WA | Benton | BPA's Red Mountain Substation. | WITHDRAWN | GI | 2012-12-31 | 65 | 65 | Benton Co. Wash. | ERIS | Wind |  | Withdrawn by customer on September 8, 2011.
G0368 | 2009-06-01 12:04 |  |  | OR | Wasco | Maupin | STUDY | GI | 2013-08-01 | 101 | 101 | Wasco County, Ore. | NRIS | Wind
G0367 | 2009-06-01 12:03 |  |  | OR | Wasco | Maupin | STUDY | GI | 2012-12-01 | 202 | 202 | Wasco County, Ore. | NRIS | Wind
G0370 | 2009-06-01 10:39 |  |  | WA | Snohomish | Sultan Substation | COMPLETED | GI | 2010-12-31 | 8 | 8 | Monroe, Washington | ERIS | Hydro
G0366 | 2009-05-18 14:41 |  |  |  |  | A 230 kV substation on BPA's Transmission system in Gilliam or Morrow Co. Ore. near or west of Boardman | STUDY | GI | 2014-11-01 | 302 | 302 | Morrow County, Ore. | NRIS | Wind
G0365 | 2009-05-18 14:40 |  |  |  |  | A 230 kV substation on BPA's Transmission system in Gilliam or Morrow Co. Ore. near or west of Boardman | STUDY | GI | 2013-11-01 | 302 | 302 | Morrow County, Ore. | NRIS | Wind
L0309 | 2009-05-18 14:01 | Benton City Substation | Benton Rural Electric Association |  |  | Grandview-Red Mountain #1 115kV | STUDY | LL | 2012-11-01 |  |  | Benton County, WA
L0308 | 2009-05-18 10:43 | Transmission Reinforcement | Peninsula Light Company |  |  | Shelton-Kitsap 115kV Line | STUDY | LL | 2012-11-01 |  |  | Mason County, WA
G0364 | 2009-04-24 13:41 |  |  | WA | Kittitas | TBD | WITHDRAWN | GI | 2011-12-31 | 50 | 50 | Kittitas Co. Wash. | NRIS | Biomass |  | Withdrawn by customer on August 7, 2009. No studies begun.
G0363 | 2009-04-03 15:40 |  |  |  |  | BPA's Boardman 230 kV Substation | STUDY | GI | 2012-11-01 | 204 | 204 | Morrow County, Ore. | NRIS | Wind
G0362 | 2009-04-03 15:39 |  |  |  |  | BPA's Boardman 230 kV Substation | STUDY | GI | 2012-11-01 | 204 | 204 | Morrow and Gilliam Counties, Ore. | NRIS | Wind
G0361 | 2009-04-02 15:29 |  |  |  |  | On BPA's McNary-Roundup 230 kV transmission line | STUDY | GI | 2011-10-01 | 201 | 201 | Morrow County, Ore | NRIS | Wind
G0360 | 2009-03-25 11:26 |  |  | WA | Grays Harbor | Grays Harbor PUD’s 15 kV Distribution Pole No. P1/64 | WITHDRAWN | GI | 2009-07-01 | 6 | 6 | Grayland, WA | ERIS | Wind |  | Withdrawn on December 16, 2009, following failure of Customer to execute agreement within SGIP timeline. | Withdrawn 12/16/09
G0359 | 2009-03-25 09:53 |  |  | OR | Umatilla | Sacajawea 115 kV Substation | WITHDRAWN | GI | 2012-10-01 | 101 | 101 | Umatilla County, Ore. | NRIS | Wind |  | Withdrawn on Customer instruction dated February 27, 2012.
G0358 | 2009-03-24 09:13 | Flathead LFGTE Project | Flathead Electric Cooperative, Inc. | OR | Flathead | Flathead’s LaSalle Substation or BPA’s Columbia Falls Substation | CONFIRMED | GI | 2009-05-01 | 2 | 2 | Flathead County, Montana | ERIS | Biogas
G0357 | 2009-03-18 20:10 |  |  | OR | Harney | Diamond Junction near the Harney-Catlow line | WITHDRAWN | GI | 2010-12-31 | 104 | 104 | Harney County, Ore. | NRIS | Wind |  | Withdrawn by customer email and letter received 10/4/2010.
L0307 | 2009-03-16 11:02 | Flathead Substation 230kV Bay | Flathead Electric Cooperative, Inc. |  |  | BPA's Flathead Substaion 230kV | STUDY | LL | 2010-11-01 |  |  | Flathead County, Montana
G0356 | 2009-03-09 15:49 |  |  | MT | Wheatland | On the Colstrip 500kV transmission line between Broadview and Townsend in the vicinity of Ringling, Montana. | WITHDRAWN | GI | 2015-12-31 | 200 | 200 | Meagher and Wheatland Counties, near Ringling, Montana | NRIS | Wind |  | Withdrawn by Customer instruction received June 26, 2012.
G0355 | 2009-03-09 15:47 |  |  | MT | Meagher | On the Colstrip 500kV transmission line between Broadview and Townsend in the vicinity of Ringling, Montana. | WITHDRAWN | GI | 2014-12-31 | 200 | 200 | Meagher and Wheatland Counties, near Ringling, Montana | NRIS | Wind |  | Withdrawn by Customer instruction received June 26, 2012.
G0354 | 2009-03-09 15:45 |  |  | MT | Meagher | On the Colstrip 500kV transmission line between Broadview and Townsend in the vicinity of Ringling, Montana. | WITHDRAWN | GI | 2014-12-31 | 200 | 200 | Meagher and Wheatland Counties, near Ringling, Montana | NRIS | Wind |  | Withdrawn by Customer instruction received June 26, 2012.
G0353 | 2009-03-09 15:42 |  |  | MT | Meagher | On the Colstrip 500kV transmission line between Broadview and Townsend in the vicinity of Ringling, Montana. | WITHDRAWN | GI | 2013-12-31 | 200 | 200 | Meagher and Wheatland Counties, near Ringling, Montana | NRIS | Wind |  | Withdrawn by Customer instruction received June 26, 2012.
L0306 | 2009-02-17 12:38 | Dayton Substation | Columbia Rural Electric Association |  |  | Walla Walla-Tucannon 115kV Line | STUDY | LL | 2011-10-01 |  |  | Columbia County, WA
L0305 | 2009-02-06 09:32 | Westside Phase II | City of Idaho Falls |  |  | BPA's Westside Substation | STUDY | LL | 2011-10-01 |  |  | Bonneville County, Id.
G0352 | 2009-01-26 16:09 |  |  | OR | Coos | At the Hauser Tap on BPA’s Reedsport-Fairview 115 kV Transmission line | WITHDRAWN | GI | 2013-12-31 | 120 | 120 | Coos County, Ore. | ERIS | Combined cycle |  | On March 27, 2009, Customer confirmed the correct Summer and Winter MW described in the Interconnection Request. The initial posting misinterpreted the Request and showed only one phase of 40 MW. 8/12/09: FES review meeting held; FES report available on request. ISIS completed. April 12, 2010: Following review of the ISIS report, customer withdrew the Request by letter. | Customer withdrew request.
G0350 | 2008-12-02 09:34 |  |  | WA | Klickitat | BPA's Harvalum 230 kV substation | WITHDRAWN | GI | 2099-01-01 | 1200 | 1200 | Klickitat County, Wash. | NRIS | Energy Storage |  | Withdrawn by Customer on January 12, 2009, before the Scoping Meeting.
G0351 | 2008-12-02 09:34 |  |  |  |  | BPA's Rock Creek substation | WITHDRAWN | GI | 2099-01-01 | 1200 | 1200 | Klickitat County, Wash. | NRIS | Energy Storage
G0349 | 2008-11-18 09:23 |  |  | OR | Blachly Lane | Blachly Lane Substation of BPA | COMPLETED | GI | 2010-10-01 | 20 | 20 | Eugene, Oregon | N/A | Biomass
G0348 | 2008-10-23 08:52 |  |  | OR | Umatilla | Umatilla Electric Cooperative’s Existing 12.47kV Line, Pole #3N 27E 138000 | WITHDRAWN | GI | 2008-12-31 | 2 | 2 | Umatilla County, Oregon | Energy | Wind |  | Withdrawn 10/29/10
G0347 | 2008-09-24 12:43 |  |  | OR | Harney | At a point on Harney Electric Cooperative's Harney-Fields 115 kV transmission line. Withdrawn by Customer on February 20, 2009. | WITHDRAWN | GI | 2013-12-31 | 76 | 76 | Harney County, Ore. In T37S, T38S and T39S | NRIS | Wind |  | Withdrawn 2/20/09
G0346 | 2008-09-24 12:42 |  |  | OR | Harney | At a point on Harney Electric Cooperative's Harney-Fields 115 kV transmission line. Withdrawn by Customer on February 20, 2009. | WITHDRAWN | GI | 2013-12-31 | 76 | 76 | Harney County, Ore. In T37S, T38S and T39S | NRIS | Wind |  | Withdrawn 2/20/09
L0304 | 2008-09-24 11:14 | Saddleback Mountain Interconnection | Public Utility District No. 1 of Klickitat County |  |  | BPA's Midway-North Bonneville 230kV Line | WITHDRAWN | LL | 2010-10-01 |  |  | Skamania County, OR
G0345 | 2008-09-16 09:50 |  |  |  |  | TBA | STUDY | GI | 2010-08-30 | 201 | 201 | Wasco County, Ore. | ERIS | Wind |  | FES executed. July 23, 2009: Customer reduced request per the terms of section 4.4 of the LGIP. Request reduced on August 27, 2009, per LGIP section 4.4.
G0344 | 2008-09-04 09:35 |  |  |  |  | At BPA's Slatt Substation | STUDY | GI | 2011-09-01 | 488 | 488 | Gilliam and Morrow Counties, Ore. | NRIS | Wind |  | On November 24, 2008, Customer was informed the FES report would be delayed until the completion of Network Open Season studies having an impact on this project, expected on March 6, 2009. Request reduced from 570 MW to 488 MW per LGIP section 4.4.1 by Customer email on May 14, 2009.
L0302 | 2008-09-03 12:15 | Tower Road Substation | Umatilla Electric Cooperative |  |  | BPA's Boardman-Alkali 115kV Line | WITHDRAWN | LL | 2010-09-01 |  |  | Morrow County, OR
L0303 | 2008-09-03 12:15 | Port of Morrow Substation | Umatilla Electric Cooperative |  |  | BPA's Boardman-Tower Rd 115kV Line | WITHDRAWN | LL | 2010-09-01 |  |  | Morrow County, OR |  |  |  | Request withdrawn by customer 9/19/11
G0343 | 2008-09-02 09:33 |  |  | OR | Wasco | At a point on BPA's Big Eddy-Maupin 230 kV transmission line approximately 20 miles south of Big Eddy | WITHDRAWN | GI | 2010-12-01 | 107 | 107 | Wasco County, Ore. | NRIS | Wind |  | FES executed 1/7/09. On February 2, 2009, Customer was informed the FES report would be delayed until March 13, 2009, to permit sufficient time for the powerflow studies. Withdrawn by Customer per emailed letter on June 9, 2009.
G0341 | 2008-08-27 09:17 |  |  | OR | Morrow | At a point on BPA's Boardman to Ione 69 kV line approximately 6 miles south of Boardman, Ore. | WITHDRAWN | GI | 2012-10-01 | 200 | 200 | Morrow County, Ore. | NRIS | Wind |  | FES completed and review meeting held 10/1/09. Report available on application. April 5, 2011: Deemed withdrawn as customer did not meet terms of LGIP section 3.3.5.
G0342 | 2008-08-27 09:17 |  |  | OR | Gilliam | At a point on BPA's Ashe-Marion 500 kV transmission line. | STUDY | GI | 2011-10-01 | 200 | 200 | Gilliam County, Ore. | NRIS | Wind
G0340 | 2008-08-07 19:42 |  |  | WA | Grant | At a point on BPA's Midway-Rocky Ford 230 kV Transmission line near Mattawa, Wash. | WITHDRAWN | GI | 2011-12-31 | 185 | 185 | Grant County, Wash | NRIS | Wind |  | FES complete. ISIS report complete and review meeting held. FAS in process.
G0338 | 2008-07-28 16:05 |  |  |  |  | At a point on BPA's Walla Walla-Pendleton 69 kV line near Milton Freewater, Ore. | WITHDRAWN | GI | 2013-12-31 | 100 | 100 | Umatilla County, Ore. | NRIS | Wind |  | FES executed November 25, 2008. On January 29, 2009, Customer was informed the report would be delayed until April 3, 2009, to allow sufficient time to complete the required studies. Customer reduced the MW of the request from 152 MW to 100 MW per the terms of LGIP section 4.4.1 by email instruction on August 31, 2009. Customer reduced the MW of the request from 152 MW to 100 MW per the terms of LGIP section 4.4.1 by email instruction on August 31, 2009. Customer reduced the MW of the request from 152 MW to 100 MW per the terms of LGIP section 4.4.1 by email instruction on August 31, 2009.
G0339 | 2008-07-28 16:05 |  |  | OR | Umatilla | At a point on BPA's Walla Walla-Pendleton 69 kV line near Milton Freewater, Ore. | WITHDRAWN | GI | 2013-12-31 | 152 | 152 | Umatilla County, Ore. | NRIS | Wind |  | FES executed November 25, 2008. On January 29, 2009, Customer was informed the report would be delayed until April 3, 2009, to allow sufficient time to complete the required studies. Customer Withdrew the Request by email instruction on August 31, 2009.
G0337 | 2008-07-11 14:49 |  |  | WA | Klickitat & Yakima | At a point on BPA's McNary-John Day 500 kV line in the vicinity of Crow Butte, near Alderdale, Wash. | WITHDRAWN | GI | 2011-10-01 | 200 | 200 | Klickitat Co. & Yakima Co., Wash. | NRIS | Wind |  | Withdrawn by Customer per email instruction on June 10, 2009, following ISIS report review meeting. ISIS report available upon application.
G0336 | 2008-07-11 14:48 |  |  | WA | Klickitat & Yakima | At a point on BPA's McNary-John Day 500 kV line in the vicinity of Crow Butte, near Alderdale, Wash. | WITHDRAWN | GI | 2011-10-01 | 200 | 200 | Klickitat Co. & Yakima Co., Wash. | NRIS | Wind |  | Withdrawn by Customer per email instruction on June 10, 2009, following ISIS report review meeting. ISIS report available upon application.
L0301 | 2008-07-03 09:31 | Spearfish Substation Expansion | Public Utility District No. 1 of Klickitat County |  |  | BPA's Chenoweth-Goldendale 115kV Line | WITHDRAWN | LL | 2010-10-01
L0300 | 2008-06-20 11:28 | Pinecreek Substation | Okanogan County Public Utility District No. 1 |  |  | Omak-Tonasket #1 & #2 Txm Line, Twr 11/1 | COMPLETED | LL | 2009-09-01 |  |  | Okanogan County, WA
L0299 | 2008-06-18 11:00 | Skamania PUD Transmission Reinforcement | Public Utility District #1 of Skamania County |  |  | BPA's Midway-N.Bonneville 230kV line in the vicinity of Underwood Substation. | WITHDRAWN | LL | 2010-10-01 |  |  | Sherman County, OR
G0334 | 2008-05-30 09:18 |  |  |  |  | At BPA's 230 kV Slatt Substation | STUDY | GI | 2010-10-01 | 300 | 300 | Gilliam County, Oregon | NRIS | Wind |  | FES executed 12/10/08. On January 6, 2009, Customer was informed the FES report would be delayed until March 6, 2009, to allow its inclusion in a report combining interconnection facilities for up to 14 requests and the findings from Network Open Season.
G0333 | 2008-05-20 16:08 |  |  | OR | Wasco | At a point on BPA's Big Eddy - Maupin 230 kV line, approximately 15 miles south of Big Eddy. | WITHDRAWN | GI | 2010-12-01 | 200 | 200 | Wasco County, Oregon | NRIS | Wind |  | FES executed September 12, 2008. Withdrawn by Customer on March 19, 2009.
G0332 | 2008-05-19 15:41 |  |  | OR | Lane | Integrating in Lane Electric Coop's system at Fox Hollow Substation, thence to BPA's Eugene Substation. | COMPLETED | GI | 2008-12-01 | 1 | 1 | Lane County, OR | NRIS | Solar
L0298 | 2008-05-14 12:50 | NorthernLights Transmission Project | NorthernLights Transmission, Inc. |  |  | BPA's Buckley Substation | WITHDRAWN | LL | 2014-05-01 |  |  | Sherman County, OR
G0328 | 2008-05-12 16:28 |  |  | WA | Garfield | At a point on BPA's 500 kV Little Goose-Lower Granite Transmission line in Garfield Co, Wash. | WITHDRAWN | GI | 2012-07-01 | 252 | 252 | Garfield Co. Wash. | ERIS | Wind |  | FES executed October 24, 2008.
G0329 | 2008-05-12 16:28 |  |  | WA | Garfield | At a point on BPA's 500 kV Little Goose-Lower Granite Transmission line in Garfield Co, Wash. | WITHDRAWN | GI | 2013-08-01 | 252 | 252 | Garfield Co. Wash. | ERIS | Wind |  | FES executed October 24, 2008.
G0330 | 2008-05-12 16:28 |  |  | WA | Garfield | At a point on BPA's 500 kV Little Goose-Lower Granite Transmission line in Garfield Co, Wash. | WITHDRAWN | GI | 2014-10-01 | 116 | 116 | Garfield Co. Wash. | ERIS | Wind |  | FES executed October 24, 2008. Request withdrawn by email instruction from customer on August 1, 2011.
G0327 | 2008-05-09 13:30 |  |  | OR | Gilliam | At or near Alkali Substation | COMPLETED | GI | 2009-01-01 | 7 | 7 | Gilliam County, Oregon | Energy | Biomass |  | ISIS . FES skipped by mutual agreement.
G0326 | 2008-05-05 16:29 |  |  | UT | Box Elder | At BPA's 138 kV Bridge Substation | STUDY | GI | 2010-06-30 | 42 | 42 | Box Elder County, Utah | NRIS | Wind |  | FES executed September 4, 2008. FES, ISIS reports completed. FAS executed. Customer requested Material Modification Review per LGIP section 4.4.3 for proposed reduction of Request to 95 MW under LGIP section 4.4. BPA evaluated the proposed reduction and deemed it not a Material Modification. By letter dated August 26, 2009, BPA informed Customer the reduction has been accepted. Following review per section 4.4.3 of LGIP, request modified to reduce MW to 42 MW on January 5, 2011.
G0325 | 2008-04-29 12:25 |  |  | WA | Grant | A point on BPA’s Midway-Rocky Ford 230kV line | WITHDRAWN | GI | 2011-12-31 | 130 | 130 | Grant County, Washington | NRIS | Wind |  | Withdrawn by Customer on March 5, 2009. September 19, 2008: Customer advised FES report delayed until November 3, 2008. FES executed . November3: Customer advised FES report will be delayed until December 1, 2008. FES executed August 5, 2008.
L0297 | 2008-04-24 10:00 | Data Center | Umatilla Electric Cooperative |  |  | BPA's McNary, Hatrock or Boardman Substation | WITHDRAWN | LL | 2010-09-01 |  |  | Umatilla or Morrow County, OR
L0296 | 2008-04-18 11:00 | Sunriver | Midstate Electric Cooperative, Inc. |  |  | BPA LaPine-Pilot Butte 230kV Line | STUDY | LL | 2012-09-01 |  |  | Deschutes County, Oregon
L0295 | 2008-04-17 15:57 | St.Johns-Allston Interconnection | Columbia River People's Utility District |  |  | St.Johns-Allston 115kV Line | STUDY | LL | 2012-10-01 |  |  | Columbia County, OR
L0294 | 2008-04-14 09:34 | New Commercial/Industrial Substation | Blachly-Lane Electric Cooperative |  |  | Between BPA Parker and Junction City Substations | CONFIRMED | LL | 2010-09-01 |  |  | Lane County, OR |  |  |  | All studies for this request are complete (3/30/10).
G0324 | 2008-04-08 13:55 |  |  | WA | Garfield | BPA's Tucannon River-North Lewiston No. 1 115 kV transmission line | WITHDRAWN | GI | 2010-12-01 | 300 | 300 | Garfield County, Washington | NRIS | Wind |  | FES. Executed. September 16, 2008: customer notified FES report delayed until October 10 to permit full evaluation of system expansion requirements. September 16, 2008: Customer advised FES report delayed until October 10, 2008. FES report available upon request. 2/26/10: Customer withdraws request.
G0323 | 2008-04-08 13:53 |  |  |  |  | John Day 500 kV Substation | STUDY | GI | 2011-12-01 | 300 | 300 | Sherman County, Oregon | NRIS | Wind |  | ISIS . FES skipped by mutual agreement. September 25, 2008: Customer notified ISIS report delayed until October 31 to permit full evaluation of best one-utility plan of service. September 25, 2008: Customer advised ISIS report will be completed on October 31, 2008
L0293 | 2008-04-08 08:19 | Vantage Substation | PacifiCorp |  |  | BPA Vantage Substation | STUDY | LL | 2009-09-01 |  |  | Grant County, WA
G0322 | 2008-04-07 08:55 |  |  | WA | Klickitat | At a point in BPA's Harvalum Substation, at 230 kV | WITHDRAWN | GI | 2009-12-31 | 51 | 51 | Klickitat County, Wash. | ERIS | Wind |  | Withdrawn 6/3/08
L0292 | 2008-04-01 09:10 | Bakers Corner Tap | Public Utility District No. 1 of Cowlitz County |  |  | Lexington-Longview 115 kV Line | CONFIRMED | LL | 2009-09-01 |  |  | Cowlitz County, WA |  |  |  | Studies complete
G0321 | 2008-03-27 15:19 |  |  | WA | Grays Harbor | Satsop 230 kV | WITHDRAWN | GI | 2010-06-01 | 290 | 295 | Grays Harbor County, Wash. | NRIS | Combined cycle |  | FES executed October 21, 2008. Withdrawn by Customer email instruction on 3/15/10. On February 20, 2009, Customer was notified that the FES Report would be delayed until March 27, 2009, to allow more detailed study of line routings and constraints for a preferred plan of service.
L0291 | 2008-03-27 14:59 | Chenowith Tap | Northern Wasco County People's Utility District |  |  | Big Eddy - Chenowith 115 kV | WITHDRAWN | LL | 2009-09-01 |  |  | Wasco County, Or
G0318 | 2008-03-27 14:38 |  |  | WA | Klickitat | Goldendale 115 kV | WITHDRAWN | GI | 2010-07-01 | 20 | 20 | Klickitat County, Wash. | Energy | Wind |  | Withdrawn by customer email on 3/8/12.
G0319 | 2008-03-27 14:38 |  |  | WA | Klickitat | Goldendale 115 kV | WITHDRAWN | GI | 2010-07-01 | 20 | 20 | Klickitat County, Wash. | Energy | Wind |  | Withdrawn by customer email on 3/8/12.
G0320 | 2008-03-27 14:38 |  |  | WA | Klickitat | Goldendale 115 kV | WITHDRAWN | GI | 2010-07-01 | 20 | 20 | Klickitat County, Wash. | Energy | Wind |  | Withdrawn by customer email on 3/8/12.
L0290 | 2008-03-27 12:58 | Ethanol Facility | Public Utility District No. 1 of Franklin County |  |  | Franklin Substation | WITHDRAWN | LL | 2009-09-01 |  |  | Franklin County, Wa
G0335 | 2008-03-20 09:20 |  |  | WA | Klickitat | Roosevelt 115 kV | COMPLETED | GI | 2010-09-01 | 17 | 17 | Klickitat County, WA | Energy | Biogas
G0317 | 2008-03-17 12:05 | Libby 6th Unit | BPA Power Services | MT | Lincoln | Existing T-3 at the Libby Project | WITHDRAWN | GI | 2010-09-07 | 120 | 120 | Lincoln County, Montana at Libby Dam. | NRIS | Hydro |  | Requested by Bonneville Power Administration, Power Services. The LGIP section 3.4 requires that advance notice of our intention to hold a Scoping Meeting with our Affiliate be posted on OASIS. A Scoping Meeting for Request G0317 will be held on March 19, 2008. Per FERC Order 2003a, this meeting will be transcribed. 8/21/08: ISIS; FES report available upon application. Customer notified additional time required for study. On April 24, 2009, Customer was informed by email per LGIP section 8.3 that the FAS report would be delayed until June 12, 2009. On June 12, 2009, Customer was informed the FAS report would be further delayed until August 12, 2009 to enable coordinated determination of the RAS controller location. August 12, 2009: report delayed until end November, 2009 to accommodate changing RAS requirements. Draft FAS delivered November 7, 2009. Review meeting delayed until Jan 22, 2010, to accommodate schedule conflicts and follow-up questions. G0317 withdrawn 4/9/10. | Request withdrawn by Customer on April 9, 2010.
L0289 | 2008-03-17 09:41 | Gardiner-Reedsport | Central Lincoln People's Utility District |  |  | Gardiner Substation | CONFIRMED | LL | 2009-09-01 |  |  | Douglas County, Or |  |  |  | Studies complete
L0288 | 2008-03-14 13:00 | Industrial Park | Columbia Rural Electric Association |  |  | Franklin-Walla Walla 115 kV/Sacajawea Sub | WITHDRAWN | LL | 2009-09-01 |  |  | Walla Walla, Wa.
G0316 | 2008-03-12 10:11 |  |  | OR | Yamhill | At a point on BPA's 230 kV Tillamook/Carlton line near T2S, R6W, Section 32 in Yamhill County, Oregon | WITHDRAWN | GI | 2011-07-01 | 100 | 100 | Yamhill County, Oregon | ERIS | Wind |  | ISIS . FES skipped by mutual agreement. September 4, 2008: Customer advised ISIS report delayed until October 17, 2008. October 20, 2008: Customer advised ISIS will be completed on October 31, 2008. Withdrawn by Customer on February 9, 2009.
G0315 | 2008-03-03 11:25 |  |  | WA | Lewis | BPA's 115 kV line at Pe Ell Substation, Lewis County, Wash. | WITHDRAWN | GI | 2012-12-01 | 150 | 150 | Lewis County, Washington | NRIS | Wind |  | ISIS; FES report available upon application.. . Customer notified additional time required for study. September 12, 2008: Customer advised FES report will be delayed until October 20, 2008. October 22, 2008: Customer advised ISIS will be completed on October 31, 2008. Withdrawn by Customer on February 9, 2009.
G0314 | 2008-02-29 16:21 |  |  |  |  | At a point on BPA's Noxon-Hot Springs 230 kV line near Thompson Falls, Montana | STUDY | GI | 2010-07-01 | 95 | 95 | Sanders County, Montana | NRIS | Hydro |  | FES. FES report available upon application. ISIS executed 1/24/08. On January 12, 2009, Customer was informed the ISIS report would be delayed until February 9, 2009, to finalize the Plan of Service and revise the estimates. On February 9, 2009, Customer was informed the ISIS report would be further delayed until March 13, 2009, to complete the Plan of Service and provide for the Communications Planning design and estimates.
G0313 | 2008-02-07 14:57 |  |  | WA | Lewis | BPA's 115 kV line at Pe Ell Substation, Lewis County, Wash. | STUDY | GI | 2011-12-01 | 128 | 128 | Lewis County, Washington | NRIS | Wind |  | FES.FES report available upon application. Customer notified additional time required for study. ISIS completed. FAS executed and request reduced 15% from 150 MW to 128 MW on 2/3/10.
L0286 | 2008-02-05 11:00 | Mt. Si | Puget Sound Energy, Inc. |  |  | Tanner 115 kV Tap | CONFIRMED | LL | 2009-01-01 |  |  | King County, Wa. |  |  |  | Project name formerly Tanner Tap
L0287 | 2008-02-05 11:00 | Novelty Substation | Puget Sound Energy, Inc. |  |  | Monroe-Sammamish 230 kV Line | WITHDRAWN | LL | 2009-09-01 |  |  | King County, Wa.
G0309 | 2008-01-29 10:33 |  |  | WA | Klickitat & Yakima | A new substation on BPA's 500 kV McNary-John Day line near Alderdale, Washington | WITHDRAWN | GI | 2011-10-01 | 200 | 200 | Klickitat and Yakima Counties, Washington | NRIS | Wind |  | ISIS . FES report available upon application. Aug 21, 2008: Customer advised ISIS report delayed until September 12, 2008. August 26: ISIS report date revised to September 26, 2008 September 19: Customer advised ISIS report delayed until October 3, 2008.
G0310 | 2008-01-29 10:33 |  |  | WA | Klickitat & Yakima | A new substation on BPA's 500 kV McNary-John Day line near Alderdale, Washington | WITHDRAWN | GI | 2011-10-01 | 200 | 200 | Klickitat and Yakima Counties, Washington | NRIS | Wind |  | ISIS . FES report available upon application. Aug 21, 2008: Customer advised ISIS report delayed until September 12, 2008. August 26: ISIS report date revised to September 26, 2008 September 19: Customer advised ISIS report delayed until October 3, 2008.
G0311 | 2008-01-29 10:33 |  |  | OR | Klickitat & Yakima | A new substation on BPA's 500 kV McNary-John Day line near Roosevelt and Alderdale, Washington | WITHDRAWN | GI | 2011-10-01 | 200 | 200 | Klickitat and Yakima Counties, Washington | NRIS | Wind |  | ISIS . FES report available upon application. Aug 21, 2008: Customer advised ISIS report delayed until September 12, 2008. August 26: ISIS report date revised to September 26, 2008 September 19: Customer advised ISIS report delayed until October 3, 2008.
G0312 | 2008-01-29 10:33 |  |  | WA | Klickitat & Yakima` | A new substation on BPA's 500 kV McNary-John Day line near Alderdale, Washington | WITHDRAWN | GI | 2011-10-01 | 200 | 200 | Klickitat and Yakima Counties, Washington | NRIS | Wind |  | ISIS . FES report available upon application. Aug 21, 2008: Customer advised ISIS report delayed until September 12, 2008. August 26: ISIS report date revised to September 26, 2008 September 19: Customer advised ISIS report delayed until October 3, 2008.
G0307 | 2008-01-28 10:52 |  |  |  |  | A 500 kV interconnection in Gilliam County, Oregon | WITHDRAWN | GI | 2011-10-01 | 250 | 250 | Gilliam County, Oregon | NRIS | Wind |  | FES report available upon application. ISIS executed. On November 24, 2008, customer was notified the ISIS report would be delayed until March 6, 2009, to incorporate the results of Network Open Season Cluster studies.
G0308 | 2008-01-28 10:52 |  |  |  |  | A 500 kV interconnection in Gilliam County, Oregon | WITHDRAWN | GI | 2012-10-01 | 250 | 250 | Gilliam County, Oregon | NRIS | Wind |  | FES report available upon application. ISIS executed. On November 24, 2008, customer was notified the ISIS report would be delayed until March 6, 2009, to incorporate the results of Network Open Season Cluster studies.
G0306 | 2008-01-24 16:39 |  |  | OR | Harney Lake Crook Deschutes | At a point on BPA's Harney/Redmond transmission line close to Harney Electric Cooperative's interconnection to BPA. | WITHDRAWN | GI | 2009-12-01 | 600 | 600 | Harney, Lake, Crook and Deschutes Counties, Oregon | NRIS | Wind |  | FES. FES report available upon application. Withdrawn by customer on October 6, 2008.
G0305 | 2008-01-18 09:58 |  |  | OR | Union | BPA's 230 kV LaGrande Substation | WITHDRAWN | GI | 2010-01-15 | 200 | 200 | Union County, Oregon | ERIS | Wind |  | ISIS executed; FES report available upon application. On November 20, 2008, customer informed ISIS report will be delayed until February 13, 2009. On February 13, 2009, Customer was informed the report would be further delayed until February 27, 2009, more fully to evaluate system expansion and local RAS. On July 29, 2010, Customer was sent a 'cure' letter per the terms of section 3.6 of the LGIP informing Customer the Request was deemed withdrawn by virtue of not executing the Facilities Study Agreement. Customer did not provide the executed Agreement within the mandated 15 Calendar Days, and the Customer has verbally confirmed that the Request should be deemed Withdrawn, effective September 2, 2010. | Request withdrawn September 2, 2010.
L0285 | 2008-01-15 11:12 | McNary Substation | PacifiCorp |  |  | McNary Substation | WITHDRAWN | LL | 2010-12-01 |  |  | Umatilla County, Or
G0304 | 2008-01-09 12:09 |  |  | OR | Harney | At a point on BPA's Harney/Redmond transmission line close to Harney Electric Cooperative's interconnection to BPA | WITHDRAWN | GI | 2009-12-01 | 416 | 416 | Harney County, Oregon | NRIS | Wind |  | ISIS. FES report available upon application. December 15, 2009: Request withdrawn by written instruction from Customer. No Facilities Study Agreement executed. | Request Withdrawn.
L0284 | 2008-01-09 09:07 | Merchant Transmission Line | Green Pacific Highway, LLC |  |  | Merchant Transmission Line | WITHDRAWN | LL | 2009-07-01 | 0 | 0 | Columbia County, OR
G0301 | 2008-01-08 16:00 |  |  | OR | Harney | At a point on BPA's Harney/Redmond transmission line close to Harney Electric Cooperative's interconnection to BPA | WITHDRAWN | GI | 2009-12-01 | 104 | 104 | Harney County, Oregon | NRIS | Wind |  | ISIS. FES report available upon application.
G0302 | 2008-01-08 16:00 |  |  | OR | Harney | At a point on BPA's Harney/Redmond transmission line close to Harney Electric Cooperative's interconnection to BPA | WITHDRAWN | GI | 2010-12-01 | 104 | 104 | Harney County, Oregon | NRIS | Wind |  | ISIS. FES report available upon application. Withdrawn by customer email and letter received 10/4/2010.
G0303 | 2008-01-08 16:00 |  |  | OR | Harney | At a point on BPA's Harney/Redmond transmission line close to Harney Electric Cooperative's interconnection to BPA | WITHDRAWN | GI | 2011-12-01 | 104 | 104 | Harney Ccounty, Oregon | NRIS | Wind |  | ISIS. FES report available upon application. Withdrawn by customer email and letter received 10/4/2010.
G0300 | 2007-12-18 08:47 |  |  |  |  | At a point on BPA's Brasada-Harney 115 kV transmission line | STUDY | GI | 2010-10-30 | 104 | 104 | Deschutes & Crook Counties, Oregon | ERIS | Wind |  | FES report available on application to studyrequest@bpa.gov . ISIS executed. Aug 4, 2008: per LGIP 7.4, customer informed that ISIS report will be delayed approximately 2 weeks to September 5, 2008. September 4, 2008: Per LGIP section 7.4, customer informed ISIS report will be delayed until September 26, 2008. More time is needed to complete transient stability studies. ISIS report available on application to studyrequest@bpa.gov; FAS executed December 17, 2008. Customer informed by email that the report is delayed until May 8, 2009. On May 7, 2009, Customer was informed by email per LGIP section 8.3 that the FAS report would be delayed until June 12, 2009.
L0283 | 2007-12-17 10:50 | Kalispell Substation | Flathead Electric Cooperative, Inc. |  |  | BPA Kalispell Substation 115kV Bay #9 | CONFIRMED | LL | 2009-06-01 |  |  | Flathead County, MT
G0331 | 2007-12-17 09:30 |  |  | OR | Harney | On BPA's Harney/Brasada 115 kV line at or near to the Hampton Substation | STUDY | GI | 2009-07-01 | 8 | 8 | Harney Co. Oregon | ERIS | Wind |  | Transmission Provider received interconnection Request No. G0331 on December 17, 2007. Due to a misinterpretation of the original request, it was not assigned a generator interconnection queue position, as required under BPA's Small Generator Interconnection Procedures. At the scoping meeting in April 2008, this error was identified. Pursuant to section 1.6 of the Small Generator Interconnection Procedures, on May 14, 2008, Transmission Provider assigned a queue position for Request No. G0331 consistent with the date- and time-stamp of the original request. ISIS Executed. 8/21/08. ISIS . .
G0299 | 2007-11-19 17:10 |  |  | WA | Columbia | BPA’s Lower Granite/Little Goose 500 kV line | WITHDRAWN | GI | 2010-12-15 | 300 | 300 | Columbia County, WA | ERIS | Wind |  | Withdrawn by Customer 3/11/08
G0298 | 2007-11-19 17:03 |  |  | WA | Columbia | Little Goose 500 kV Substation | WITHDRAWN | GI | 2009-12-15 | 300 | 300 | Columbia County, WA | ERIS | Wind |  | Withdrawn by Customer 3/11/08
G0297 | 2007-11-01 11:46 | Biglow Canyon Wind Farm Addition | Portland General Electric Company | OR | Sherman |  | CONFIRMED | GI | 2009-10-01 | 50 | 50 | Sherman County, Oregon | ERIS | Wind |  | FAS. FES/ISIS/FAS reports available upon application. LGIA executed combined with part of G99.
G0296 | 2007-10-29 08:45 |  |  | OR | Morrow | BPA's McNary-Roundup 230 kV line | WITHDRAWN | GI | 2012-10-01 | 300 | 300 | Morrow County, Oregon | NRIS | Wind |  | FES. . Customer notified additional time required for study. Withdrawn 11/17/08 | Withdrawn by Customer November 17, 2008
G0294 | 2007-10-25 09:06 |  |  |  |  | A new 230/500 kV substation on BPA’s Lower Granite-Little Goose transmission line. | STUDY | GI | 2011-12-31 | 250 | 250 | Columbia County, Washington | NRIS | Wind |  | ISIS . FES report available upon application. August 26, 2008: Customer advised ISIS report will be completed on September 17, 2008. September 16, 2008: Customer advised ISIS report will be delayed until September 26, 2008. October 22, 2008: ISIS report available upon application. Request reduced to 250 MW during ISIS review meeting held 10/21/08. FAS executed 2/3/09. 4/30/09: Customer notified FAS draft report will be delayed until 6/2/09. 6/3/09: Customer notified FAS Draft report will be delayed until 6/30/09 to address final plan of service details.
G0295 | 2007-10-25 09:06 |  |  |  |  | A new 230/500 kV substation on BPA’s Lower Granite-Little Goose transmission line. | STUDY | GI | 2011-12-31 | 250 | 250 | Garfield County, Washington | NRIS | Wind |  | ISIS . FES report available upon application. August 26, 2008: Customer advised ISIS report will be completed on September 17, 2008. September 16, 2008: Customer advised ISIS report will be delayed until September 26, 2008. October 22, 2008: ISIS report available upon application. Request reduced to 250 MW during ISIS review meeting held 10/21/08. FAS executed 2/3/09. 4/30/09: Customer notified FAS draft report will be delayed until 6/2/09. 6/3/09: Customer notified FAS Draft report will be delayed until 6/30/09 to address final plan of service details.
G0293 | 2007-10-24 13:50 |  |  |  |  | BPA's LaGrande 230 kV Substation | WITHDRAWN | GI | 2015-10-01 | 200 | 200 | Union County, Oregon | NRIS | Wind |  | ISIS . FES report available upon application. Customer notified additional time required for study. September 11, 2008: Customer advised ISIS report will be delayed until November 21, 2008. On February 13, 2009, Customer was advised the report would be further delayed until February 27, 2009, to permit completion of the local RAS design and evaluate system expansion. November 20: Customer informed ISIS report will be delayed until February 13, 2009.
G0292 | 2007-10-17 09:30 |  |  | WA | Benton | Prosser 115 kV Substation | WITHDRAWN | GI | 2011-07-01 | 180 | 180 | Benton County, Washington | ERIS | Wind |  | October 22, 2008: Customer advised ISIS will be completed on November 7, 2008. November 10, 2008: Customer informed ISIS report will be delayed until December 1, 2008. November 23, 2009: Customer email instruction to Withdraw request.
G0291 | 2007-10-15 09:48 | Shepherds Flat Wind Farm addition | Caithness Shepherds Flat, LLC |  |  | Slatt 500 kV Substation | CONFIRMED | GI | 2009-07-01 | 96 | 96 | Gilliam & Morrow Counties, Oregon | NRIS | Wind |  | FES report available upon rwquest; FAS executed; ISIS report available upon application. On November 20, 2008, customer informed FAS report will be delayed until March 6, 2009. LGIA executed by Caithness Shepherds Flat, LLC, 10/13/09. The LGIA aggregates the full 96 MW of Request G0291 with the full 750 MW of Request G118.
L0282 | 2007-09-26 11:29 | Cowlitz Substation | Tacoma Power |  |  | Reterminate BPA's South Tacoma-Cowlitz 230kV Line | WITHDRAWN | LL | 2010-01-01 |  |  | Pierce County, WA |  |  |  | BPA's S.Tacoma 230kV line to be disconnected from Cowlitz and connect directly to Tacoma's Southwest #4 line.
L0281 | 2007-09-14 16:04 | Grant Rocky Ford | Public Utility District No. 2 of Grant County, Washington |  |  | Columbia 115/230kV Substation | STUDY | LL | 2010-01-01 |  |  | Douglas county to Grant county
G0290 | 2007-09-06 09:19 |  |  | OR | Wasco | Wasco Co., Oregon | WITHDRAWN | GI | 2011-10-01 | 75 | 75 | Wasco County, Oregon | NRIS | Wind |  | Interconnection Feasibility Study executed. Withdrawn 11/17/08 08/21/08. ISIS . FES report available upon application. Customer notified additional time required for study. | Withdrawn by Customer November 17, 2008
G0289 | 2007-08-28 12:08 |  |  |  |  | Satsop Substation | STUDY | GI | 2010-12-31 | 628 | 659 | Grays Harbor County, Washington | NRIS | Combined cycle |  | Interconnection Feasibility Study executed 8/21/08. ISIS . FES report available upon application. September 9, 2008: Customer advised ISIS report delayed until September 30, 2008. September 30, 2008: Customer advised ISIS will be completed on October 31, 2008.
G0288 | 2007-08-24 09:09 |  |  | WA | Pacific | One mile from Naselle 115 kV Substation | WITHDRAWN | GI | 2011-07-01 | 82 | 82 | Pacific County, Washington | ERIS | Wind |  | Interconnection Feasibility Study executed 8/21/08. ISIS . FES report available upon application. Customer notified additional time required for study. Withdrawn by customer email instruction on 12/12/11. ISIS report available upon application to studyrequest@bpa.gov. Facilities study executed Oct 9, 2008.
L0279 | 2007-08-23 09:24 | Victor Transformer | Fall River Rural Electric Cooperative, Inc. |  |  | Victor Substation | CONFIRMED | LL | 2010-01-01 |  |  | Teton County, ID
L0278 | 2007-08-22 10:05 | North Loop | City of Idaho Falls |  |  | Westside Substation | CONFIRMED | LL | 2010-01-01 |  |  | Bonneville County, ID
G0287 | 2007-08-17 08:59 |  |  | WA | Klickitat | Midway-N. Bonneville 230 kV line north of Goldendale, Wa. | WITHDRAWN | GI | 2010-09-01 | 200 | 200 | Klickitat County, Washington | ERIS | Wind |  | Interconnection Feasibility Study executed.. . 7/8/08: Withdrawn by customer.
G0284 | 2007-08-13 10:51 |  |  |  |  | Little Goose Substation | STUDY | GI | 2011-12-31 | 250 | 250 | Columbia County, Washington | NRIS | Wind |  | Interconnection Feasibility Study executed. ISIS . FES report available upon application. August 26, 2008: Customer advised ISIS report will be completed on September 17, 2008. September 16, 2008: Customer advised ISIS report will be delayed until September 26, 2008. October 22, 2008: ISIS report available upon application. FAS executed 2/3/09. 4/30/09: Customer notified FAS draft report will be delayed until 6/2/09. 6/3/09: Customer notified FAS Draft report will be delayed until 6/30/09 to address final plan of service details.
G0285 | 2007-08-13 10:51 |  |  |  |  | Little Goose Substation | STUDY | GI | 2011-12-31 | 250 | 250 | Garfield & Columbia Counties, Washington | NRIS | Wind |  | Interconnection Feasibility Study executed. ISIS . FES report available upon application. August 26, 2008: Customer advised ISIS report will be completed on September 17, 2008. September 16, 2008: Customer advised ISIS report will be delayed until September 26, 2008. October 22, 2008: ISIS report available upon application. FAS executed 2/3/09. 4/30/09: Customer notified FAS draft report will be delayed until 6/2/09. 6/3/09: Customer notified FAS Draft report will be delayed until 6/30/09 to address final plan of service details.
G0286 | 2007-08-13 10:51 |  |  |  |  | Little Goose Substation | STUDY | GI | 2011-12-31 | 250 | 250 | Garfield County, Washington | NRIS | Wind |  | Interconnection Feasibility Study executed. ISIS . FES report available upon application. August 26, 2008: Customer advised ISIS report will be completed on September 17, 2008. September 16, 2008: Customer advised ISIS report will be delayed until September 26, 2008. October 22, 2008: ISIS report available upon application. FAS executed 2/3/09. 4/30/09: Customer notified FAS draft report will be delayed until 6/2/09. 6/3/09: Customer notified FAS Draft report will be delayed until 6/30/09 to address final plan of service details.
G0283 | 2007-08-10 10:25 |  |  |  |  | DeMoss Springs | WITHDRAWN | GI | 2009-04-01 | 40 | 40 | Sherman County, Oregon | ERIS | Wind |  | Interconnection Feasibility Study executed. ISIS . FES report available upon application. Customer notified additional time required for study. ISIS report available upon application. Withdrawn by customer instruction on June 24, 2011.
G0282 | 2007-08-10 09:11 |  |  |  |  | Chandler 115 kV line | WITHDRAWN | GI | 2011-10-01 | 100 | 100 | Benton County, Washington | NRIS | Wind |  | Interconnection Feasibility Study executed. ISIS . FES report available upon application. Customer notified additional time required for study.
L0277 | 2007-08-03 10:05 | Oceanside | Tillamook People's Utility District |  |  | Tillamook Substation | CONFIRMED | LL | 2010-01-01 |  |  | Tillamook County, OR
L0276 | 2007-07-25 09:28 | Network Connection, 230 kV loop line | Puget Sound Energy, Inc. |  |  | St Clair or Spurgeon Creek Substation | STUDY | LL | 2008-08-01 |  |  | Thurston County, WA
G0279 | 2007-07-17 14:15 |  |  | OR | Sherman | To be determined | WITHDRAWN | GI | 2010-08-01 | 105 | 105 | Sherman County, Oregon | NRIS | Wind |  | Interconnection Feasibility Study executed. ISIS . FES report available upon application. Customer notified additional time required for study. September 29, 2008: Customer advised ISIS report will be completed on October 31, 2008 Withdrawn by Customer on March 10, 2009.
G0280 | 2007-07-17 14:15 |  |  |  |  | To be determined | WITHDRAWN | GI | 2011-07-01 | 242 | 242 | Sherman County, Oregon | NRIS | Wind |  | Interconnection Feasibility Study executed. ISIS . FES report available upon application. Customer notified additional time required for study. September 29, 2008: Customer advised ISIS report will be completed on October 31, 2008
G0281 | 2007-07-17 09:00 |  |  | WA | Walla Walla | Lower Monumental-McNary 500kV line in vicinity of Wallula, WA. | WITHDRAWN | GI | 2013-06-01 | 760 | 760 | Walla Walla County, WA | NRIS | Combined cycle |  | Interconnection Feasibility Study executed. Withdrawn by customer on 2/12/08
G0278 | 2007-07-12 08:56 |  |  | WA | Klickitat | Midway-North Bonneville 230kV Line | WITHDRAWN | GI | 2009-12-01 | 75 | 75 | Klickitat County, WA | ERIS | Wind |  | Withdrawn by Customer on March 5, 2009. Interconnection Feasibility Study executed. ISIS . FES report available upon application. Customer notified additional time required for study.
G0277 | 2007-07-10 16:25 |  |  |  |  | to be determined | WITHDRAWN | GI | 2010-12-31 | 250 | 250 | Gilliam County, Oregon | ERIS | Wind |  | Interconnection Feasibility Study executed. ISIS . FES report available upon application. Customer notified additional time required for study.
G0276 | 2007-07-06 09:55 |  |  | WA | Douglas | Grand Coulee-Columbia 230kV Line | WITHDRAWN | GI | 2010-12-01 | 300 | 300 | Douglas County, WA | NRIS | Wind |  | Interconnection Feasibility Study executed. ISIS . FES report available upon application. September 4, 2008: Customer advised ISIS report delayed until September 26, 2008. Withdrawn by customer on January 27, 2009.
L0275 | 2007-07-06 07:05 | Merchant Transmission Line | Green Pacific Highway, LLC |  |  | Allston Substation | WITHDRAWN | LL | 2009-07-01 |  |  | Columbia County, OR
G0275 | 2007-07-03 16:44 |  |  |  |  | 20Miles West of Milton-Freewater | WITHDRAWN | GI | 2009-11-01 | 100 | 100 | Umatilla County, OR | NRIS | Wind |  | Feasibility Study Report available upon application. ISIS agreement executed.
G0274 | 2007-06-29 10:00 | Hopkins Ridge Addition | Puget Sound Energy, Inc. | WA | Columbia | Tucannon River Switching Station | CONFIRMED | GI | 2008-08-01 | 7 | 7 | Columbia County, WA | NRIS | Wind |  | Feasibility Study skipped; System Impact Study complete; Interconnection Facilities Study offered. Four additional turbines at Hopkins Ridge Wind Farm; LGIA amended. Customer is Puget Sound Energy, Inc. See also G100.
G0273 | 2007-06-14 09:36 |  |  | WA | Kittitas | Vantage Substation | WITHDRAWN | GI | 2008-09-01 | 104 | 104 | Kittitas County, WA | ERIS | Wind |  | Withdrawn by Customer on July 18, 2008.
L0273 | 2007-05-25 09:16 | Beverly Park Expansion | Public Utility District No. 1 of Snohomish County |  |  | Snohomish Substation | WITHDRAWN | LL | 2008-10-01 | 178 | 178 | Snohomish County Wa.
L0272 | 2007-05-17 09:20 | Columbia Substation | Public Utility District No. 1 of Douglas County |  |  | BPA's Columbia Substation | WITHDRAWN | LL | 2008-06-01 | 5 | 5 | Douglas County, WA
G0271 | 2007-05-04 10:00 |  |  | WA | Yakima | BPA's Wautoma 230 kV Line | WITHDRAWN | GI | 2009-09-01 | 300 | 300 | Yakima County, WA | ERIS | Wind |  | Withdrawn 5/30/08
G0272 | 2007-05-04 10:00 |  |  | WA | Yakima | BPA's Wautoma 230kV Line | WITHDRAWN | GI | 2008-08-01 | 300 | 300 | Yakima County,WA | ERIS | Wind |  | Withdrawn 5/30/08
L0271 | 2007-03-29 11:26 | Brothers Tap Upgrade | Midstate Electric Cooperative, Inc. |  |  | Christmas Valley 115 kV | WITHDRAWN | LL | 2008-05-01 | 14 | 14 | Lake Co, OR
G0263 | 2007-03-08 17:03 |  |  | OR | Sherman | N/A | WITHDRAWN | GI | 2009-11-01 | 200 | 200 | Sherman County, Oregon | NRIS | Wind |  | Withdrawn 8/28/07
G0262 | 2007-03-07 10:21 |  |  | OR | Wasco | Big Eddy-DeMoss 115 kV Line | WITHDRAWN | GI | 2007-12-01 | 3 | 3 | Wasco County, Oregon | Energy | Wind |  | Withdrawn 9/10/07
G0261 | 2007-02-22 17:06 |  |  | WA | Klickitat | Ashe-Marion 500 kV | WITHDRAWN | GI | 2010-09-01 | 1200 | 1200 | Klickitat Co, WA | ERIS | Wind |  | Withdrawn 11/8/07
L0259 | 2007-02-06 09:19 | Wahkiakum PUD 115kV Tap | Public Utility District No. 1 of Wahkiakum County |  |  | Naselle Tap to Allston-Astoria #1 115kV | CONFIRMED | LL | 2009-02-01 | 0 | 0 |  |  |  |  | Studies complete
G0258 | 2007-02-02 09:56 |  |  | WA | Cowlitz | Longview Substation | WITHDRAWN | GI | 2012-01-01 | 320 | 375 | Cowlitz Co, WA | ERIS | Combined cycle |  | FES. FES report available upon application. Customer notified additional time required for study. ISIS executed September 15, 2008. Following review per LGIP section 4.4.4, requested MW reduced by customer on March 4, 2011, from 700 MW to 375 MW (winter) 320 MW (summer). (Note: reduction originally posted temporarily as 346 MW pending clarification of plant capability.)
G0255 | 2007-01-25 12:26 | Willow Creek and Horn Butte | Invenergy Wind Development, LLC | OR | Gilliam | Boardman-Alkali 115 kV Line | CONFIRMED | GI | 2008-05-01 | 150 | 150 | Gilliam, OR | ERIS | Wind |  | Interconnection Facilities Study executed. FAS. FES/ISIS/FAS reports available upon application.. Customer notified additional time required for study. LGIA executed for Phase 1, 72 MW. Phase 2 forecast In-service date June 1, 2011. LGIA Phase 1 in name of Willow Creek Energy LLC.
L0260 | 2007-01-18 16:49 | Midstate LaPine Addition | Midstate Electric Cooperative, Inc. |  |  | LaPine Substation | CONFIRMED | LL | 2008-12-01 | 163 | 163
L0257 | 2007-01-18 08:28 | West Wendover | Wells Rural Electric Company |  |  | West Wendover POD | CONFIRMED | LL | 2008-01-01 | 0 | 0
L0256 | 2007-01-12 13:33 | Targhee Substation | Fall River Rural Electric Cooperative, Inc. |  |  | Targhee Substation | CONFIRMED | LL | 2008-01-01 | 0 | 0
G0252 | 2006-12-19 08:54 |  |  | WA | Yakima | Wautoma 500 kV Substation | WITHDRAWN | GI | 2008-09-01 | 350 | 350 | Yakima, WA | ERIS | Wind |  | Withdrawn per customer email sent 02/29/08.
G0253 | 2006-12-19 08:54 |  |  | WA | Klickitat | Horse Heaven Substation 115 kV | WITHDRAWN | GI | 2008-09-01 | 100 | 100 | Klickitat, WA | ERIS | Wind |  | Withdrawn 7/18/07
G0251 | 2006-12-14 09:15 |  |  | WA |  | Ashe-Marion 500 kV | STUDY | GI | 2010-09-01 | 700 | 700 | Klickitat, WA | ERIS | Wind |  | Reduced from 1200 MW per customer's email of 02/28/08. ISIS . FES report available upon application.
L0250 | 2006-12-13 09:25 | Pacific Ethnanol Tap | United Electric Co-op, Inc. |  |  | Unity-West Burley 138 kV | CONFIRMED | LL | 2008-12-01 | 0 | 0
G0249 | 2006-12-07 05:54 |  |  | WA | Klickitat | Midway-Big Eddy 230 kV | WITHDRAWN | GI | 2008-12-01 | 75 | 75 | Klickitat, WA | Energy | Wind |  | Withdrawn by Customer on July 11, 2008.
L0244 | 2006-11-01 08:11 | PSE Alderton Substation | Puget Sound Energy, Inc. |  |  | Olympia-White River 230 kV | WITHDRAWN | LL | 2008-11-01 | 0 | 0 |  |  |  |  | Generation Facility Location Pierce County, WA
G0248 | 2006-11-01 04:00 |  |  | ID | Cassia | Idahome Substation | WITHDRAWN | GI | 2007-12-31 | 20 | 20 | Cassia County, ID | Energy | Wind |  | ISIS . FES report available upon application. Withdrawn 3/31/09 Withdrawn.
G0247 | 2006-11-01 03:58 |  |  | ID | Cassia | Idahome Substation | WITHDRAWN | GI | 2007-12-31 | 20 | 20 | Cassia County, ID | Energy | Wind |  | ISIS . FES report available upon application. Withdrawn 3/31/09 Withdrawn.
G0246 | 2006-11-01 03:52 |  |  | ID | Cassia | Idahome Substation | WITHDRAWN | GI | 2007-12-31 | 20 | 20 | Cassia County, ID | Energy | Wind |  | ISIS . FES report available upon application. Withdrawn 3/31/09 Withdrawn.
G0245 | 2006-11-01 03:49 |  |  | ID | Cassia | Idahome Substation | WITHDRAWN | GI | 2007-12-31 | 20 | 20 | Cassia County, ID | Energy | Wind |  | ISIS . FES report available upon application. Withdrawn 3/31/09 Withdrawn
L0243 | 2006-10-26 09:12 | Canyon Substation | Tacoma Power |  |  | South Tacoma Substation | CONFIRMED | LL | 2008-10-01 | 0 | 0
G0238 | 2006-10-10 16:01 |  |  | OR | Gilliam County | Slatt Substation | STUDY | GI | 2010-09-01 | 202 | 202 |  | ERIS | Wind |  | FAS. FES/ISIS reports available upon application. Customer notified additional time required for study. September 25, 2008: Customer notified Facilities Study report delayed until October 30, to permit inclusion of design changes at POI substation. September 25, 2008: Customer advised FAS report will be completed on October 30, 2008. November 7, 2008: Customer informed FAS report will be delayed until December 9, 2008.
G0239 | 2006-10-10 16:01 |  |  | OR | Gilliam County | Slatt Substation | STUDY | GI | 2010-07-01 | 202 | 202 |  | ERIS | Wind |  | FAS. FES/ISIS reports available upon application.. Customer notified additional time required for study. September 25, 2008: Customer notified Facilities Study report delayed until October 30, to permit inclusion of design changes at POI substation. September 25, 2008: Customer advised FAS report will be completed on October 30, 2008. November 7, 2008: Customer informed FAS report will be delayed until December 9, 2008.
G0240 | 2006-10-10 16:01 |  |  | OR | Morrow | Boardman Substation | WITHDRAWN | GI | 2010-07-01 | 202 | 202 |  | NRIS | Wind |  | Withdrawn 8/31/07
G0241 | 2006-10-10 16:01 |  |  | OR | Morrow | Boardman Substation | WITHDRAWN | GI | 2010-09-01 | 202 | 202 |  | NRIS | Wind |  | Withdrawn 8/31/07
G0242 | 2006-10-10 16:01 |  |  | WA | Klickitat County | Horse Heaven-Harvalum 230 kV line | STUDY | GI | 2009-07-01 | 101 | 101 |  | NRIS | Wind |  | ISIS . FES report available upon application. Customer notified additional time required for study. October 24, 2008: FAS executed. ISIS report available upon application. On January 13, 2009, Customer was informed the FAS report will be delayed until February 23, 2009, in order to complete cost estimates and finalize the Plan of Service.
G0237 | 2006-10-10 09:33 |  |  |  |  | John Day 500kV Substation | STUDY | GI | 2009-11-01 | 100 | 100 | Sherman, OR | NRIS | Wind |  | FAS. FES/ISIS reports available upon application. Customer notified additional time required for study. On July 14, 2008, customer advised FAS report would be delayed until September 30 to permit fieldwork and substation design. September 29, 2008: Customer advised FAS report will be completed on October 31, 2008. On January 30, 2009, Customer was advised the report would be further delayed until May 29, 2009, the anticipated date for completion of design work for a new substation.
L0236 | 2006-10-06 02:38 | Clatskanie Tap | Clatskanie People's Utility District |  |  | Clatskanie Tap | CONFIRMED | LL | 2007-11-01 | 0 | 0 |  |  |  |  | Clatskanie PUD
G0235 | 2006-09-25 09:08 |  |  | OR |  | John Day 500kV Substation | STUDY | GI | 2009-11-01 | 200 | 200 | Sherman ,Or | NRIS | Wind |  | FAS. FES/ISIS reports available upon application.. Customer notified additional time required for study. On July 14, 2008, customer advised FAS report would be delayed until September 30 to permit fieldwork and substation design. September 29, 2008: Customer advised FAS report will be completed on October 31, 2008. On January 30, 2009, Customer was advised the report would be further delayed until May 29, 2009, the anticipated date for completion of design work for a new substation.
G0234 | 2006-09-05 12:39 |  |  | WA |  | Station Z 230kV | WITHDRAWN | GI | 2007-12-01 | 300 | 300 | Klickitat County | Energy | Wind |  | Withdrawn by customer.7/8/08
G0233 | 2006-09-05 12:38 |  |  | WA |  | Rock Creek Substation | STUDY | GI | 2007-12-01 | 150 | 150 | Klickitat County | Energy | Wind |  | The Feasibility Study will be late and the Customer has been notified. An Interconnection System Impact Study has been executed. FAS. FES/ISIS reports available upon application..
G0232 | 2006-08-25 15:41 |  |  | OR | Wasco | Big Eddy-DeMoss 115 kV Line | WITHDRAWN | GI | 2007-10-01 | 10 | 10 | Wasco County, OR | Energy | Wind |  | FAS. ISIS report available upon application. Withdrawn 9/3/08 9/4/08: Withdrawn by customer on Septmeber 3, 2008.
L0231 | 2006-08-23 09:37 | Albany Lebanon | Consumers Power, Inc. |  |  | Tap on Albany-Lebanon 115 kV line | RECEIVED | LL | 2007-09-01 | 10 | 10
L0274 | 2006-07-20 11:23 | Lauderdale Project | Public Utility District No. 1 of Kittitas County |  |  | Columbia-Ellensburg 115kV Line | CONFIRMED | LL | 2009-06-01 |  |  | Kittitas County, WA
G0230 | 2006-07-19 15:58 |  |  | OR | Gilliam | Jones Canyon 230 kV Substation | WITHDRAWN | GI | 2008-06-01 | 200 | 200 | Arlington | ERIS | Wind |  | The Feasibility Study is still in progress and past the 45 Calendar Day planned completion. The actual deviation will be posted when the Study is complete. Withdrawn 7/17/07
L0229 | 2006-06-28 09:00 | Bradwood Tap | PacifiCorp |  |  | Allston -Astoria #1 115 kV Line near Cathlamet Tap | WITHDRAWN | LL | 2008-01-01 | 40 | 40
G0228 | 2006-06-27 09:33 |  |  | OR | Wasco County | Hood River-The Dalles 115 KV Transmission Line | WITHDRAWN | GI | 2008-06-30 | 80 | 80 |  | NRIS | Wind |  | The Interconnection System Impact Study was completed 15 days late per LGIP Section 7.4. FAS. FES/ISIS reports available upon application.. Customer notified additional time required for study. Withdrawn by Customer on January 8, 2009.
L0227 | 2006-06-08 14:58 | Zephyr Heights | Public Utility District No. 1 of Benton County |  |  | Franklin-Badger Canyon 115 kV | STUDY | LL | 2006-12-01 | 0 | 0
G0226 | 2006-05-24 09:30 | Leaning Juniper Expansion | Pebble Springs Wind LLC | OR | Gilliam County | Jones Canyon Substation | CONFIRMED | GI | 2009-06-01 | 200 | 200 |  | ERIS | Wind |  | FAS. FES/ISIS reports available upon application.. Customer notified additional time required for study. LGIA executed.
G0225 | 2006-05-18 12:00 |  |  | WA | Douglas | to be determind | WITHDRAWN | GI | 2008-06-01 | 127 | 127 |  | NRIS | Wind |  | Withdrawn 1/11/06
G0224 | 2006-05-09 09:57 |  |  | WA |  | Spring Creek Substation | STUDY | GI | 2007-06-01 | 50 | 50 | Klickitat County | NRIS | Wind |  | Facilities Study completion will be delayed until 8/1/07. Customer notified 6/28/07. FAS. FAS/ISIS reports available upon application. FES skipped by mutual agreement..
G0223 | 2006-04-19 15:56 | Hay Canyon | Iberdrola Renewables, LLC | OR | Sherman | John Day Substation | CONFIRMED | GI | 2008-12-01 | 201 | 201 | Sherman County | NRIS | Wind |  | FAS. FAS/ISIS reports available upon application. Customer notified additional time required for study. LGIAs (two) executed, one for Hay Canyon Wind LLC, the other for Star Point Wind Project LLC.
G0222 | 2006-03-24 10:17 | Windy Flats | Windy Point Partners, LLC | WA | Klickitat | Rock Creek Substation | CONFIRMED | GI | 2008-12-31 | 250 | 250 | Klickitat, | NRIS | Wind |  | The Facility Study is still in progress and past the 90 Calendar Day planned completion. The actual deviation will be posted when the Study is complete. FAS. FES/ISIS/FAS reports available upon application. LGIA executed 5/22/09
L0254 | 2006-03-13 10:39 | Joyce Substation | Public Utility District No. 1 of Clallam County |  |  | Port Angeles-Sappho 115 kV Line | CONFIRMED | LL | 2008-09-30 | 9 | 9 |  |  |  |  | Studies complete
G0214 | 2006-01-05 11:59 |  |  | OR | Deschutes County | Lapine Substation 230kV | STUDY | GI | 2009-09-01 | 140 | 140 |  | ERIS | Geothermal |  | The Interconnection Feasibility Study was completed 11 calendar days late per LGIP section 6.3. FAS. FES/ISIS/FAS reports available upon application..
G0213 | 2005-12-21 10:12 |  |  | WA | Cowlitz | Longview Substation 230kV | WITHDRAWN | GI | 2012-01-01 | 600 | 600 | Kalama | NRIS | Combined cycle |  | The System Impact Study is still in progress and past the 90 Calendar Day planned completion. The actual deviation will be posted when the Study is complete. FAS. FES/ISIS reports available upon application.. Withdrawn by Customer on February 12, 2009.
L0219 | 2005-11-17 | Sunset Substation | Portland General Electric Company |  |  | Keeler Substation | CONFIRMED | LL | 2007-01-01 | 0 | 0 |  |  |  |  | Studies complete
G0212 | 2005-11-15 14:25 |  |  | WA | Kittitas | To Be determined | WITHDRAWN | GI | 2008-01-01 | 100 | 100 |  | NRIS & ERIS | Wind |  | The Request was withdrawn at the Interconnection Customer's Request on 1/23/06
G0211 | 2005-11-14 15:38 |  |  | WA | Douglas | to be determined | WITHDRAWN | GI | 2007-10-01 | 127 | 127 |  | NRIS | Wind |  | Interconnection customer withdrawn from queue per LGIP section 3.6 for failing to adhere to the requirements of the LGIP. The Request was reinstated as G0225
L0221 | 2005-11-01 | Pacific West Coast Cable | Sea Breeze Pacific West Coast Cable LP |  |  | Allston 500 kV | WITHDRAWN | LL | 2007-01-01 | 1600 | 1600 |  |  |  |  | Sea Breeze Pacific West Coast Cable, LP - failed to execute Facility Study
L0216 | 2005-09-22 | Vintage Valley | PacifiCorp |  |  | Midway-Mabton 230 | CONFIRMED | LL | 2007-04-01 | 0 | 0 |  |  |  |  | Pacificorps
L0217 | 2005-09-22 | Yew Ave. Sub | PacifiCorp |  |  | Redmond-Harney 115 | CONFIRMED | LL | 2006-12-01 | 0 | 0 |  |  |  |  | Pacificorps
L0218 | 2005-09-22 | Bradwood Tap | PacifiCorp |  |  | Cathlamet Tap-Cathlamet 115 | WITHDRAWN | LL | 2007-01-01 | 25 | 25 |  |  |  |  | Pacificorps
G0210 | 2005-09-15 09:50 |  |  | WA | Lincoln | Grand Coulee-Bell 115 kV line, north of Reardan, WA. | WITHDRAWN | GI | 2006-10-31 | 75 | 75 |  | ERIS | Wind |  | Request withdrawn by customer on May 1, 2008. The Interconnection System Impact Study was completed 9 days beyond the 90 Calendar Day reasonable effort set forth by section 7.4 of the LGIP."
L0215 | 2005-08-23 | Montanore Mine | Flathead Electric Cooperative, Inc. |  |  | Libby-Noxon 230 | WITHDRAWN | LL | 2007-06-01 | 26 | 26 |  |  |  |  | Withdrawn by FEC on 4/2/2013.
G0209 | 2005-08-22 12:28 |  |  | WA | Grant | Grand Coulee-Rocky Ford 230 kV line | WITHDRAWN | GI | 2008-02-01 | 124 | 0 |  | ERIS | Hydro |  | The Interconnection System Impact Study was completed 30 calendar days late per LGIP section 7.4. Withdrawn 5/21/08
G0208 | 2005-07-18 13:12 | Windy Point | Windy Point Partners, LLC | WA | Klickitat | Rock Creek Substation 230 kV | CONFIRMED | GI | 2007-03-01 | 125 | 125 | Adjacent to Rock Creek Substation (proposed) | NRIS | Wind |  | The Interconnections System Impact Study (ISIS) and Interconnection Facilities Study (FAS) for this request were completed as part of the G122 ISIS and FAS. Se G0122.
G0207 | 2005-06-29 09:46 |  |  | OR | Gilliam | John Day Substation 230 kV | WITHDRAWN | GI | 2006-07-15 | 200 | 200 |  | NRIS | Wind |  | The Interconnection System Impact Study was completed 43 calendar days late per LGIP section 7.4. The Request was withdrawn at the Interconnection Customer's Request on 5/14/07
G0206 | 2005-06-24 |  |  | OR | Union County | Lagrande Substation 230 kV | WITHDRAWN | GI | 2008-10-01 | 110 | 110 |  | ERIS | Wind |  | The Interconnection Facilities Study was completed 31 days late per LGIP Section 8.3. FAS restudy. FES/ISIS reports available upon application.. Customer notified additional time required for study. FAS being restudied due to Affected System queue impacts. September 11, 2008: Customer advised FAS restudy report will be delayed until November 21, 2008.
G0205 | 2005-06-16 09:37 | Grays Harbor 1 | Grays Harbor Energy, LLC | WA | Grays Harbor | Satsop Substation | CONFIRMED | GI | 2006-12-31 | 628 | 659 | Grays Harbor | NRIS | Combined cycle |  | The Interconnection Facilities Study was completed 265 calendar days late per LGIP section 8.3
G0203 | 2005-05-26 09:56 |  |  | WA | Klickitat | Rock Creek | STUDY | GI | 2007-12-01 | 50 | 50 |  | NRIS | Wind |  | The Interconnection System Impact Study was completed 39 calendar days late per LGIP section 7.4. The Interconnection Facilities Study was completed 72 calendar days late per LGIP section 8.3. FAS. FES/ISIS/FAS reports available upon application. See also G0204. Forecast in-Service date 12/1/10.
G0204 | 2005-05-26 09:56 |  |  | WA | Klickitat | Rock Creek Substation 230 kV. | STUDY | GI | 2007-12-01 | 100 | 100 |  | ERIS | Wind |  | The Interconnection System Impact Study was completed 39 calendar days late per LGIP section 7.4. The Interconnection Facilities Study was completed 72 calendar days late per LGIP section 8.3. FAS. FES/ISIS/FAS reports available upon application. Forecast In-service date 12/1/10. See also G0203.
L0201 | 2005-04-04 09:38 | Juan de Fuca HVDC (Port Angeles) | Olympic Converter, LP - Don'T Use |  |  | Port Angeles 230 kV | STUDY | LL | 2007-05-01 | 550 | 550 | Port Angeles |  |  |  | FAS complete. NEPA in progress.
L0202 | 2005-04-04 09:38 | Juan de Fuca HVDC (Fairmount) | Olympic Converter, LP - Don'T Use |  |  | Fairmount 230 kV | STUDY | LL | 2008-05-01 | 550 | 550 | Discovery Bay |  |  |  | Sea Breeze Olympic Converter, LP
G135 | 2004-06-23 13:00 | White Creek Wind I | White Creek Wind I, LLC | WA | Klickitat | Rock Creek | CONFIRMED | GI | 2006-08-01 | 200 | 200 |  | Energy | Wind
G132 | 2004-06-07 11:16 | Sea Breeze Olympic Ph 1 | Olympic Converter, LP - Don'T Use | WA | Clallam | Port Angeles 230 kV | WITHDRAWN | GI | 2007-05-01 | 330 | 330 |  | Energy
G133 | 2004-06-07 11:16 | Sea Breeze Olympic Ph 2 | Olympic Converter, LP - Don'T Use | WA | Clallam | Port Angeles 230 kV or Fairmount 230 kV | WITHDRAWN | GI | 2008-05-01 | 330 | 330 |  | Energy
G134 | 2004-06-07 11:16 | Sea Breeze Olympic Ph 3 | Olympic Converter, LP - Don'T Use | WA | Clallam | Port Angeles 230 kV or Fairmount 230 kV | WITHDRAWN | GI | 2010-05-01 | 330 | 330 |  | Energy
L0220 | 2004-05-17 | Monmouth Tap | City of Monmouth |  |  | Salem-Albeni 115 | STUDY | LL | 2006-12-01 | 0 | 0 |  |  |  |  | Ciy of Monmouth
G131 | 2004-04-27 03:54 | Windtricity Ventures LLC | Windtricity Ventures | WA | Klickitat | Rock Creek 230kV | CONFIRMED | GI | 2007-09-15 | 150 | 150 |  | ERIS | Wind
G130 | 2004-04-02 10:28 | N/A | BPA Power Services | OR | Umatilla | McNary 230 kV | WITHDRAWN | GI | 2005-10-01 | 200 | 200 | McNary Dam | Energy | Hydro |  | Proposed upgrades to generating facilities not proceeded with. Withdrawn by customer on December 1, 2008.
G129 | 2004-03-15 11:38 | River Road Generating Plant | Clark Public Utilities | WA | Clark | Interconnect between River Road Gen and BPA's Alcoa Sub | CONFIRMED | GI | 2005-07-01 | 240 | 240 | NW Lower River Road | Energy | Gas peaking generation |  | Plant constructed and operational
G128 | 2004-03-08 09:53 | Summit/Westward | Summit Power Northwest Project, LLC | OR | Clatsop | BPA’s Driscoll 230kV switchyard | WITHDRAWN | GI | 2009-03-10 | 536 | 536 |  | Energy | Combined cycle |  | 3/11/10: This is provisionally posted as 'Withdrawn' pending confirmation that OR EFSC has terminated the Site Certificate. See status at http://www.transmission.bpa.gov/PlanProj/Transmission_Projects/projectsonhold.cfm?page=Gen
G127 | 2004-03-04 16:47 | Orion Energy LLC | Orion Energy, LLC | OR | Wasco | DeMoss Substation | WITHDRAWN | GI | 2006-12-01 | 450 | 450 |  | Energy | Wind |  | went to study on 3/30/04 by TOC
G126 | 2004-03-04 09:53 | Iberdrola Renewables Inc | Iberdrola Renewables, LLC | OR | Wasco | Big Eddy-Midway 230 kV line | CONFIRMED | GI | 2005-12-01 | 200 | 200 |  | Energy | Wind
G125 | 2004-03-01 11:17 | USGeothermal | US Geothermal, Inc. | ID | Cassia | Bridge Substation, 34.5 kV ·or·138 kV Transmission line 2.5 miles SE of Bridge Substation (this line is not owned by BPA) | WITHDRAWN | GI | 2006-01-01 | 30 | 30 |  | Energy | Geothermal |  | The deposit amount of 10,000 was received with the request. Customer requested service of 10 MW early 2006, with an additional 20 MW within 2 years thereafter. This request also goes with LT request # 633-01. went to study on 3/30/04 by TOC
G123 | 2004-02-13 09:28 | NextEra Energy Resources | NextEra Energy Resources LLC | OR | Umatilla | The Point of Interconnection for the existing Stateline Wind Project, which is a tap point on the Franklin-Walla Walla 115kVline. | WITHDRAWN | GI | 2005-01-01 | 17 | 17 |  | Energy | Wind |  | Associated with LT request number 766
G124 | 2004-02-12 11:53 | Klondike 3 Wind | Klondike Wind Power III, LLC | OR | Wasco | Klondike Schoolhouse 230kV | CONFIRMED | GI | 2007-10-15 | 300 | 300 |  | ERIS | Wind
G122 | 2004-01-16 09:55 | Windy Point 1 Wind | Cannon Power Corporation | WA | Klickitat | Rock Creek 230kV | CONFIRMED | GI | 2009-07-01 | 125 | 125 |  | ERIS | Wind |  | See also G0208.
G121 | 2003-12-05 11:06 | Willow Creek | Invenergy Wind Development, LLC | OR | Gilliam | McNary – Santiam 230 kV transmission line | WITHDRAWN | GI | 2005-12-01 | 180 | 180 |  | ERIS | Wind
G120 | 2003-11-24 11:06 | Invenergy Wind Development | Invenergy Wind Development, LLC | OR | Morrow | McNary – Santiam 230 kV transmission line | WITHDRAWN | GI | 2005-12-01 | 180 | 180 |  | Energy | Wind
G118 | 2003-09-17 10:00 | Shepherds Flat | Caithness Shepherds Flat, LLC | OR | Gilliam | BPA's Slatt 500kV Substation | CONFIRMED | GI | 2009-10-01 | 750 | 750 |  | ERIS | Wind |  | LGIA executed by Caithness Shepherds Flat, LLC, 10/13/09. The LGIA aggregates the full 750 MW of Request G118 with the full 96 MW of Request G0291.
G119 | 2003-09-17 10:00 | LifeLine Renewable Energy | Lifeline Renewable Energy, Inc. | OR | Morrow | BPA's McNary - Santiam 230kV Line 5 to 10 miles West of Slatt Substation. | WITHDRAWN | GI | 2004-10-01 | 200 | 200 |  | ERIS | Wind
G117 | 2003-07-31 11:45 | NextEra Energy Resources | NextEra Energy Resources LLC | OR | wasco | The point where the new 230kV Line from the Project terminates into BPA’s Big Eddy Substation at 230kV. | WITHDRAWN | GI | 2004-12-31 | 100 | 100 |  | Energy | Wind |  | Went to study on 8/13/2003 Withdrawn by CS on 1/30/2004
G116 | 2003-05-19 11:06 | Oregon Wind | Oregon Wind, LLC | OR | Wasco | Hood River-The Dalles 115 KV Transmission Line.The exact location is Township/ Range 2N12E Section 27. | WITHDRAWN | GI | 2008-06-01 | 50 | 50 |  | ERIS | Wind |  | Withdrawn by Customer on January 8, 2009.
G115 | 2003-05-01 10:58 | Windland Inc | Windland, Inc. | ID | Cassia | Interconnect to either (1) Minidoka-Wendover 138 kV Line; or (2) Minidoka-Wendover and East Hills 138 kV Lines. | WITHDRAWN | GI | 2005-07-01 | 200 | 200 |  | Energy | Wind |  | This was moved in to study on 6/11/2003. This was withdrawn by customer on 7/13/2005
G114 | 2003-01-22 11:44 | Horizon Wind Energy-WRidge | Wind Ridge Power Partners, LLC | WA | Kittitas | The location of Zilkha’s generating facilities will be approximately seven miles northeast of the town of Kittitas in Kittitas County, Washington | WITHDRAWN | GI | 2004-09-15 | 252 | 252 |  | Energy | Wind |  | This request goes along with PTP request # 653
G113 | 2002-11-20 09:28 | RES North America LLC | RES North America | OR | Sherman | Interconnection shall be John Day Substation approximately sections 6 and 7 of Township 2N, Range 17E, Sherman County, Oregon | WITHDRAWN | GI | 2004-06-01 | 250 | 250 |  | Energy | Wind
G111 | 2002-11-04 13:29 | Iberdrola Renewables Inc | Iberdrola Renewables, LLC | WA | klickitat | Midway – Big Eddy 230 kV Transmission Line·Will be approximately eight miles southwest of Bickleton, Washington in Klickitat County. | WITHDRAWN | GI | 2004-03-01 | 200 | 200 |  | Energy | Wind |  | This request will go along with request #622-627 on PTP updated to withdrawn by CS on 12/17/03
G112 | 2002-11-01 13:29 | Iberdrola Renewables Inc | Iberdrola Renewables, LLC | OR | Klickitat | Hanford-JohnDay 500 kV Transmission Line·Will be approximately eight miles southwest of Bickleton, Washington in Klickitat County. | WITHDRAWN | GI | 2004-03-01 | 200 | 200 |  | Energy | Wind |  | This request will go along with request #622-627 for PTP
G110 | 2002-09-18 11:12 | Shepherds Flat Wind | Caithness Shepherds Flat, LLC | OR | Morrow | BPA Slatt 500 kV Substation | WITHDRAWN | GI | 2003-10-01 | 250 | 250 |  | ERIS | Wind
G109-01 | 2002-09-16 14:03 | Iberdrola Renewables Inc | Iberdrola Renewables, LLC | OR | Gilliam | Slatt 500kV Substation approximately 5-10 miles SW of Arlington | WITHDRAWN | GI | 2003-12-30 | 100 | 100 |  | Energy | Wind |  | This request was changed to study status on 11/1/2002 by Sweeney. Was withdrawn on 12/19/2003 by CS
G109 | 2002-07-24 09:52 | Combine Hills II | Eurus Combine Hills II LLC | OR | Umatilla | Walla Walla-Pendleton 69kV line | CONFIRMED | GI | 2009-12-10 | 63 | 63 |  | ERIS | Wind |  | LGIA executed May 14, 2009, for 63 MW. Originally requested as 104 MW. First phase of 41 MW was interconnected to Pacificorp's system in December, 2003.
G106 | 2002-06-24 10:25 | Pebble Springs Wind Project | Iberdrola Renewables, LLC | OR | Gilliam | McNary-Santiam 230kV Transmission line approximately 5-10 miles SW of Arlington | CONFIRMED | GI | 2004-01-01 | 200 | 200 |  | Energy | Wind |  | Taken out of withdrawn state and put back into study.
G107 | 2002-06-24 10:25 | Iberdrola Renewables Inc | Iberdrola Renewables, LLC |  | Gilliam | Slatt 500kV Substation approximately 5-10 miles SW of Arlington | WITHDRAWN | GI | 2004-01-01 | 200 | 200 |  | Energy | Wind |  | withdrawn per 12/16/03 letter from PPM
G108 | 2002-06-24 10:22 | Whistling Ridge | Whistling Ridge Energy, LLC | OR | Skamania | Midway- North Bonneville 230kV Transmission line approximately five miles West of the BPA's Underwood Substation. | STUDY | GI | 2009-12-31 | 70 | 70 |  | ERIS | Wind
G105 | 2002-06-20 09:16 | Desert Claim | enXco Northwest | WA | Kittitas | Covington-Columbia 230kV transmission line | STUDY | GI | 2009-10-01 | 159 | 159 | 8 miles NW of Ellensburg, WA | ERIS | Wind |  | Interconnection Facilities Study in restudy per LGIP section 5.1.1.2. Previous studies available upon application.
G102 | 2002-06-10 10:00 | Energy Northwest Inc | Energy Northwest Inc | WA | Benton | Interconnection with the Mabton-Big Eddy 230kV Transmission line. Associated with the proposed Wind Project in Klickitat County. | WITHDRAWN | GI | 2004-05-01 | 75 | 75 |  | Energy | Wind |  | The status changed to withdrawn on 12/30/2003 by the CS
G103 | 2002-06-07 08:30 | Telephone Flat | Calpine Energy Services, L.P. | OR | Klamath | BPA's 230kV Malin-Hilltop line | WITHDRAWN | GI | 2004-10-01 | 60 | 60 |  | Energy | Geothermal |  | (This is the Telephone Flat Project) POI info: Connect into BPA's 230kV system at Malin-Hilltop via a 230kV privately owned tie line. Approximately 24 miles from the power project and would interconnect at a substation to be constructed.
G104 | 2002-06-07 08:30 | Fourmile Hill | Calpine Energy Services, L.P. | OR | Klamath | The BPA's 230kV Malin-Hilltop line | WITHDRAWN | GI | 2004-10-01 | 60 | 60 |  | Energy | Geothermal |  | This project is aka Calpine Siskiyou. or (Fourmile Project) Additional POI info: the connection via a 230kV privately-owned tie line. The tie line would run approx. 24 mi. from the project and would interconnect at a sub. to be constructed at BPA's 230kV Malin-Hilltop line
G101 | 2002-06-03 14:10 | NextEra Energy Resources | NextEra Energy Resources LLC | WA | Garfield | Interconnection to the existing BPA 500kV McNary to Lower Monumental Line where the line crosses Highway 12. | WITHDRAWN | GI | 2003-09-01 | 300 | 300 |  | Energy | Wind
G100 | 2002-05-06 09:45 | Hopkins Ridge Wind | Puget Sound Energy, Inc. | WA | Columbia | BPA's 115 kV line Connecting the North Lewiston and Walla Walla Substations | CONFIRMED | GI | 2003-12-01 | 150 | 150 |  | Energy | Wind |  | This request went into study on 9-13-02. MW increased by 7 MW by Request G0274.
G99 | 2002-04-05 14:12 | Biglow Canyon Wind | Portland General Electric Company | OR | Sherman County | Biglow Canyon | CONFIRMED | GI | 2008-12-01 | 600 | 600 |  | ERIS | Wind |  | PGE Phase I- 11/07- 400 MW ( PGE) at Biglow Canyon (radial line from John Day). Confirmed. BPAE Phase II- 12/08 -200 MW (Orion) at Orion South ( -radial line from Biglow Canyon). Multiple LGIAs executed by owner entities. Please contact BPA for details.
G98-01 | 2002-04-05 09:20 | Summit Ridge Project | Seawest Windpower, Inc. | OR | Wasco | On the Big Eddy – DeMoss 115 kV transmission line approximately 8-9 miles east of The Dalles, Oregon. | WITHDRAWN | GI | 2003-10-31 23:00 | 75 | 75 |  | Energy | Wind |  | (Summit Ridge Project) part of Sea West (This was updated on 10/11/02 to study Status by Sweeney) status changed by CS on 12/17/2003 to withdrawn
G98-02 | 2002-04-05 09:20 | White Creek | Harvest Wind Project | OR | Klickitat | Rock Creek 230kV | CONFIRMED | GI | 2009-10-01 | 100 | 100 | Klickitat Co. Oregon | ERIS | Wind |  | LGIA executed by Harvest Wind Project, successor in interest to White Creek Wind 1, LLC et al, 9/25/09.
G97 | 2002-03-19 13:50 | Anderson Ranch Wind Farm | NextEra Energy Resources LLC | OR | Gilliam | The project is South of the Columbia River between Phillippi Canyon and Blalock Canyon. | WITHDRAWN | GI | 2002-09-01 | 100 | 100 |  | Energy | Wind |  | This project is under the name of Anderson Ranch Wind Farm This request was withdrawn by Sweeney on 11/1/2002
G98 | 2002-03-19 13:50 | The Dalles Wind Farm | NextEra Energy Resources LLC | OR | Wasco | The project is to be East of Big Eddy Substation to the Deschutes River. Then extending South from Columbia River about 7 miles. | WITHDRAWN | GI | 2003-09-01 | 350 | 350 |  | Energy | Wind |  | This project is under the name of "The Dalles Wind Farm" This request was withdrawn by Sweeney on 11/1/2002
G96 | 2002-03-08 16:57 | Klondike 2 Wind | Klondike Wind Power II, LLC | OR | Wasco | BPA's DeMoss 115kV Substation | CONFIRMED | GI | 2003-09-01 | 50 | 50 |  | Energy | Wind |  | This will be Phase 3 of there project and goes along with request Q# 575 (This was updated on 10/11/02 to study Status by Sweeney) The SIS and IFS for Northwestern Wind Power for OASIS # 575 and GI-96. The SIS indicate that the transmission is available.
G95 | 2002-02-15 13:18 | Arlington Wind | EDP Renewables North America LLC | OR | Gilliam | Jones Canyon Substation | CONFIRMED | GI | 2008-10-01 | 200 | 200 |  | ERIS | Wind |  | LGIA asssigned to two separate entities holding two LGIAs, one (Arlington Wind Power Project, LLC for 103 MW, one (Wheat Field Wind Power Project, LLC) for 97 MW.
G94 | 2002-02-08 13:00 | Peoples Energy Resources | Peoples Energy Resources Corporation | OR | Klamath | BPA’s 500 kV Grizzly – Malin transmission line approximately 30 miles north of Malin Substation | WITHDRAWN | GI | 2005-02-01 | 600 | 600 |  | Energy | Geothermal |  | 3/12/10: Provisonally posted as "Withdrawn" pending confirmation of Site Certificate and Interconnection Customer status.
G93 | 2002-01-09 13:15 | Duke Energy NA | Duke Energy North America, LLC | OR | Linn | Between Santiam and Wren Tap at 230kV Line. | WITHDRAWN | GI | 2005-01-01 | 600 | 600 |  | Energy | Combined cycle
G92 | 2002-01-04 10:45 | Plymouth Energy | Plymouth Energy, LLC | WA | Benton | BPA’s McNary - John Day 500kV Line in the vicinity of Plymouth, WA. | WITHDRAWN | GI | 2004-04-27 | 306 | 306 |  | Energy | Combined cycle
G91 | 2001-12-20 11:01 | Duke Energy NA | Duke Energy North America, LLC | OR | Deschutes | BPA's 230 kV transmission line between Redmond and Pilot Butte substations in Deschutes Co., OR | WITHDRAWN | GI | 2005-06-01 | 640 | 640 |  | Energy | Combined cycle
G90 | 2001-11-29 10:39 | Cal Geo | Cal Geo Company | CA | modoc | Cedarville Junction Substation | WITHDRAWN | GI | 2003-07-01 | 30 | 30 |  | Energy | Geothermal
G89 | 2001-11-23 14:32 | Enron Power Marketing | Enron Power Marketing, Inc. | WA | king | Approximately 7 miles east of BPA's Maple Valley 230 kV Substation | WITHDRAWN | GI | 2004-01-01 | 300 | 300 |  | Energy | Combined cycle |  | This is under Enron but as Cedar Hills Power LLC not sure yet if its going to be stand alone company or not yet posted to OASIS on Nov. 23rd. Withdrawn on 12/7/2001
G88 | 2001-11-21 10:00 | NextEra Energy Resources | NextEra Energy Resources LLC | WA | Walla Walla | Is to the existing BPA Sacajawea Substation | WITHDRAWN | GI | 2002-09-01 | 150 | 150 |  | Energy | Wind |  | This request was withdrawn on 11/4/2003 by JW
G87 | 2001-10-31 10:26 | Peoples Energy Resources | Peoples Energy Resources Corporation | OR | Klamath | BPA’s 500 kV Grizzly – Malin transmission line approximately 30 miles north of Malin Substation | WITHDRAWN | GI | 2005-03-01 | 1200 | 1200 |  | Energy | Combined cycle |  | This was updated to study on 11/30/2001. 3/12/10: Provisionally posted as "Withdrawn" pending confirmation of Site Certification and owner entity status.
G84 | 2001-10-29 10:43 | Touchet Wind Farm | Winds Over Washington Energy Group | WA | Walla Walla | BPA's 500 kV Lower Monumental - McNary transmission line in the vicinity of Wallula, WA. | WITHDRAWN | GI | 2004-01-01 | 150 | 150 |  | Energy | Wind |  | Winds over Washington Energy Group (Touchet Wind Farm). This was updated to study on 11/30/200. This request was withdrawn on 6/27/2002
G85 | 2001-10-29 10:43 | Windy Ridge Wind Farm | Winds Over Washington Energy Group | WA | Garfield | BPA's 500 kV Lower Monumental Substation | WITHDRAWN | GI | 2004-01-01 | 150 | 150 |  | Energy | Wind |  | Winds over Washington Energy Group (Windy Ridge Wind Farm). This was updated to study on 11/30/200. Updated to withdrawn on 1/12/2004
G86 | 2001-10-29 10:43 | Eureka Flats Wind Farm | Winds Over Washington Energy Group | WA | Whatcom | BPA's 500 kV Lower Monumental McNary transmission line in the vicinity of Eureka, WA | WITHDRAWN | GI | 2004-01-01 | 150 | 150 |  | Energy | Wind |  | Winds over Washington Energy Group (Eureka Flats Wind Farm) This was updated to study on 11/30/2001 This request was withdrawn on 6/27/2002
G83 | 2001-10-24 08:05 | Sempra Generation | Sempra Generation, LLC | OR | Marion | BPA's Pearl - Marion 500 kV line in the vicinity of Aurora, OR | WITHDRAWN | GI | 2005-06-01 | 612 | 612 |  | Energy | Combined cycle |  | This was updated to study on 11/30/2001 was withdrawn by the CS on 8/4/2004
G82 | 2001-10-18 13:33 | Klondike 1 Wind | Northwestern Wind Power, LLC | OR | Wasco | Interconnection is BPA's De Moss 115 kV Substation | CONFIRMED | GI | 2002-09-01 | 26 | 26 |  | Energy | Wind |  | This was updated to study on 11/30/2001
G81 | 2001-10-10 18:39 | Clipper WindPower | Clipper Windpower Development, Inc. | OR | Curry | BPA's 115kV transmission line in the vicinity of Langlois Substation | WITHDRAWN | GI | 2002-06-01 | 53 | 53 |  | Energy | Wind |  | This was updated to study on 11/30/2001
G80 | 2001-09-28 11:54 | Kittitas Valley Wind | Sagebrush Power Partners, LLC | WA | Kittitas County | Columbia Covington 230kV in the vicinity of Cle Elum, Washington | CONFIRMED | GI | 2009-12-31 | 108 | 108 |  | ERIS | Wind |  | This was updated to study on 11/30/2001. Related to LT 550-01. LGIA executed 11/5/09. COD scheduled for 10/22/10.
G79 | 2001-09-27 16:34 | Horizon Wind Energy-WRidge | Wind Ridge Power Partners, LLC | WA | Asotin | BPA's N. Lewiston - Franklin 115kV transmission line in the vicinity of Clarkston, Washington | WITHDRAWN | GI | 2003-06-15 | 200 | 200 |  | Energy | Wind |  | This was updated to study on 11/30/2001. It has now been withdrawn on the request from Christine Partridge on 12/11/2001. Related to LT 550-03
G78 | 2001-09-27 16:32 | Horizon Wind Energy-Wheat | Wheat Field Power Partners, LLC | OR | Wasco | BPA's Big Eddy - Maupin 230kV transmission line in the vicinity of Dufur, Oregon | WITHDRAWN | GI | 2005-10-01 | 195 | 195 |  | Energy | Wind |  | This was updated to study on 11/30/2001 This went to withdrawn on 7/11/2003. Related to LT 550-02
G77 | 2001-09-21 17:49 | 300MW Lower Monumental-Starbuck | RES North America | WA | Columbia | BPA's proposed Lower Monumental - Starbuck 500 kV line. | WITHDRAWN | GI | 2004-06-01 | 300 | 300 |  | Energy | Wind
G76 | 2001-09-19 17:49 | 200MW North Lewiston-Walla Walla 2 | RES North America | WA | Walla Walla | BPA's 115 kV line connecting the North Lewiston and Walla Walla Substation. | WITHDRAWN | GI | 2002-12-01 | 200 | 200 |  | Energy | Wind
G75 | 2001-09-19 14:02 | 200MW North Lewiston-Walla Walla 1 | RES North America | WA | Walla Walla | BPA's 115 kV line connecting the North Lewiston and Walla Walla Substation. | WITHDRAWN | GI | 2002-12-01 | 200 | 200 |  | Energy | Wind
G74 | 2001-09-19 09:20 | Cielo Wind Power | Cielo Wind Power | WA | Klickitat | Big Eddy 230 kV line South of Goldendale. | WITHDRAWN | GI | 2003-08-01 | 80 | 80 |  | Energy | Wind
G73-01 | 2001-09-18 11:06 | Energy NW (WPPSS) | Energy Northwest | WA | Benton | Nine Canyon Wind McNary-Badger Canyon #1 Line approximately 10 miles SE of Badger Canyon Substation 115 kV. | CONFIRMED | GI | 2007-11-01 | 100 | 100 |  | ERIS | Wind
G73 | 2001-09-12 10:03 | OR-CAL Power | Or-Cal Power, Inc. | OR | Deschutes | LaPine Substation | WITHDRAWN | GI | 2003-03-01 | 97 | 97 |  | Energy | Geothermal |  | This was updated on 12/10/2001 to refused on request from Altman
G72 | 2001-08-20 17:19 | AES Pacific Inc | AES Pacific Inc | WA | Walla Walla | BPA's Proposed Wallula 500 kV Substation | WITHDRAWN | GI | 2002-06-01 | 300 | 300 |  | Energy | Combined cycle |  | This was updated to refused on 12/10/2001 on request from Altman
G71-01 | 2001-08-20 09:30 | GNA Energy | GNA Energy, LLC | WA | Klickitat | BPA's Harvalum 230 kV Substation in Goldendal WA. | WITHDRAWN | GI | 2003-01-15 | 100 | 100 |  | Energy | Combined cycle |  | 12/3/10: Provisioonally posted as "Withdrawn" pending confirmation of Site Certification and Interconnection Customer entity status.
G71 | 2001-08-17 15:50 | AES Pacific Inc | AES Pacific Inc | CA | Modoc | BPA's Canby 230 kV Substation in Modoc County, CA. | WITHDRAWN | GI | 2002-06-01 | 300 | 300 |  | Energy | Biomass
G70-01 | 2001-08-14 13:47 | 01 37MW Connell | Effective Energy Corporation | WA | Franklin | The project will connect at BPA's Connell Substation | WITHDRAWN | GI | 2002-06-01 | 37 | 37 |  | Energy | Combined cycle |  | Request submitted as 36.1 MW. Related to LT 535
G70-02 | 2001-08-14 13:47 | 02 37MW Franklin PUD,Franklin Riverview | Effective Energy Corporation | WA | Franklin | The project will connect to BPA through Franklin PUD's new Oregon Street Substation and the 115 kV Franklin Riverview transmission line | WITHDRAWN | GI | 2002-06-01 | 37 | 37 |  | Energy | Combined cycle |  | Request submitted as 36.1 MW
G70 | 2001-07-24 10:32 | Frederickson Power LP | Frederickson Power, LP | WA | Pierce | South Tacoma Substation. | WITHDRAWN | GI | 2002-10-01 | 300 | 300 |  | Energy | Combined cycle
G69 | 2001-07-12 15:37 | National Energy and Gas Tx | National Energy & Gas Transmission, Inc. | OR | Morrow | A new looped tap on the existing Coyote Springs loop on the McNary/Slatt 500 kV | WITHDRAWN | GI | 2005-02-01 | 620 | 620 |  | Energy | Combined cycle
G68 | 2001-07-05 09:56 | Clatskanie | Clatskanie People's Utility District | OR | Clatsop | The Wauna Substation | WITHDRAWN | GI | 2001-11-15 | 65 | 65 |  | Energy |  |  | 3/11/10: Provisionally posted as "Withdrawn" pending confirmation of project identity and status.
G66 | 2001-06-29 12:07 | 100MW Harvalum | ABB Equity Ventures Inc | WA | Klickitat | Harvalum Substation | WITHDRAWN | GI | 2003-09-01 | 100 | 100 |  | Energy | Wind
G67 | 2001-06-29 12:07 | 100MW Midway-Bonneville | ABB Equity Ventures Inc | OR | Klickitat | BPA's Tap into Midway-Bonneville 230 kV line in the vicinity of Goldendale, Klickitat County, WA | WITHDRAWN | GI | 2003-09-01 | 100 | 100 |  | Energy | Wind |  | Changed the status to study on 10/11/02 the status changed to withdrawn on 4/1/2003
G65 | 2001-06-22 07:12 | 310MW Cardwell | Cogentrix Energy, Inc. | WA | Cowlitz | Cardwell Substation | WITHDRAWN | GI | 2003-06-01 | 310 | 310 |  | Energy | Combined cycle
G64 | 2001-06-21 08:15 | US Elect Power Corp | US Electric Power Corporation | WA | Whatcom | The generation will be in the Cherry Point section of Whatcom County, Washington with an interconnection at Custer Substation | WITHDRAWN | GI | 2004-03-01 | 349 | 349 |  | Energy | Combined cycle
G62 | 2001-06-07 09:45 | 30MW Walla Walla-Pendleton | FPL Energy Power Marketing Inc | OR | Umatilla | Vansycle Tap on Walla Walla-Pendleton 69 kV transmission line (Duroc) | WITHDRAWN | GI | 2002-09-01 | 30 | 30 |  | Energy | Wind
G63 | 2001-06-07 09:45 | 70MW Walla Walla-Franklin | FPL Energy Power Marketing Inc | OR | Umatilla | Nine Mile Tap on the Walla Walla-Franklin 115 kV line | WITHDRAWN | GI | 2002-09-01 | 70 | 70 |  | Energy | Wind
G61 | 2001-06-05 14:25 | Black Hills Energy | Black Hills Energy Capital Inc | ID | Minidoka | Hay Mill 138 kV Substation, via dedicated line owned by City of Rupert (IPC Load Control) | WITHDRAWN | GI | 2002-07-01 | 55 | 55 |  | Energy | Combined cycle
G59 | 2001-05-31 14:33 | 700MW Sickler-Schultz | Calpine Energy Services, L.P. | WA | Benton | Sickler-Schultz 500 kV | WITHDRAWN | GI | 2005-06-01 | 700 | 700 |  | Energy | Combined cycle
G60 | 2001-05-31 14:33 | 1300MW Sickler-Schultz | Calpine Energy Services, L.P. | WA | Benton | Sickler-Schultz 500 kV | WITHDRAWN | GI | 2005-06-01 | 1300 | 1300 |  | Energy | Combined cycle
G58 | 2001-05-23 10:02 | 105MW McNary-Roundup | Seawest Windpower, Inc. | OR | Umatilla | McNary-Roundup 230 kV line | WITHDRAWN | GI | 2003-09-01 | 105 | 105 |  | Energy | Wind
G57 | 2001-05-22 15:15 | GNA Energy | Seawest Windpower, Inc. | OR | Sherman | Big Eddy-DeMoss 115 kV line | WITHDRAWN | GI | 2003-09-01 | 105 | 105 |  | Energy | Wind
G56 | 2001-05-11 17:54 | GNA Energy | GNA Energy, LLC | WA | Klickitat | Harvalum 230 kV Substation | WITHDRAWN | GI | 2002-02-01 | 45 | 45 |  | Energy | Combined cycle |  | Changed the status to study on 10/11/02. 3/11/10: Provisionally posted as "Withdrawn" pending confirmation of Site Certification, Permitting, and Customer entity status.
G55 | 2001-05-11 16:34 | Cedar Hills Energy LLC | Cedar Hills Energy LLC | WA | king | Maple Valley 230 kV Substation | WITHDRAWN | GI | 2004-01-01 | 300 | 300 |  | Energy | Combined cycle
G54 | 2001-05-09 11:19 | Klondike Wind Power | Klondike Wind Power, LLC | OR | Sherman | De Moss 69 kV Substation | CONFIRMED | GI | 2001-10-31 23:00 | 24 | 24 |  | Energy | Wind
G53 | 2001-05-04 11:37 | Tacoma Power TC-PSE | Tacoma Power | WA | Skagit | new interconnection point on BPA's 230 kV Sedro Wooley-Bellingham line | WITHDRAWN | GI | 2002-01-01 | 83 | 83 |  | Energy | Combined cycle
G51 | 2001-05-03 15:17 | Pierce County Project No 1 | Duke Energy North America, LLC | WA | Pierce | South Tacoma 230 kV Substation | WITHDRAWN | GI | 2003-01-01 | 170 | 170 |  | Energy | Combined cycle |  | Pierce county Project No. 1
G52 | 2001-05-03 15:17 | Pierce County Project No 2 | Duke Energy North America, LLC | WA | Pierce | South Tacoma 230 kV Substation | WITHDRAWN | GI | 2003-01-01 | 170 | 170 |  | Energy | Combined cycle |  | Pierce County Project No. 2
G48-01 | 2001-04-23 18:47 | 249MW Big Eddy-Midway,Hanford-John Day 1 | Washington Winds, Inc. | WA | BentoN | 230 kV Big Eddy-Midway line and/or the 500 kV Hanford-John Day line | WITHDRAWN | GI | 2002-11-15 | 249 | 249 |  | Energy | Wind |  | status change on 1/28/2004 by CS
G48 | 2001-04-23 18:47 | 150MW Big Eddy-Midway,Hanford-John Day | Washington Winds, Inc. | WA | Benton | 230 kV Big Eddy-Midway line and/or the 500 kV Hanford-John Day line | WITHDRAWN | GI | 2002-11-15 | 150 | 150 |  | Energy | Wind |  | status change on 1/28/2004 by CS
G49 | 2001-04-23 09:46 | 249MW Big Eddy-Midway,Hanford-John Day 2 | Washington Winds, Inc. | WA | Benton | 230 kV Big Eddy-Midway line and/or the 500 kV Hanford-John Day line | WITHDRAWN | GI | 2002-11-30 | 249 | 249 |  | Energy | Wind
G50 | 2001-04-23 09:46 | Pacific Winds Inc | Pacific Winds, Inc. | WA | Klickitat | 230/kV McNary - Horse Heaven BPA transmission line and/or the 345 kV McNary - Ross BPA transmission line | WITHDRAWN | GI | 2003-03-31 23:00 | 249 | 249 |  | Energy | Wind
G47 | 2001-04-19 09:52 | Nordic Energy Barge No 2 | Nordic Energy Barge #2, LLC | OR | Columbia | Trojan Switching Station at 71760 Columbia River Hwy, OR | WITHDRAWN | GI | 2001-12-01 | 170 | 170 |  | Energy
G46-03 | 2001-04-18 09:00 | 100MW Cowlitz-Cardwell | Avista Power, LLC | WA | Cowlitz | tap to the BPA Cowlitz-Cardwell 115 kV line immediately south of the Cowlitz River crossing | WITHDRAWN | GI | 2001-12-01 | 100 | 100 |  | Energy | Combined cycle
G46-01 | 2001-04-17 16:21 | Clark Public Utilities | Clark Public Utilities | WA | Clark | 115 kV bus at BPA Alcoa Substation | WITHDRAWN | GI | 2002-07-01 | 250 | 250 |  | Energy | Combined cycle
G46 | 2001-04-16 16:31 | Coburg Power | Coberg Power LLC | OR | Lane | in the vicinity of Coburg, OR on BPA's Marion-Lane No. 1 500 kV line | WITHDRAWN | GI | 2004-08-01 | 570 | 570 |  | Energy | Combined cycle |  | Changed the status to study on 10/11/2002. LT 441
G44 | 2001-04-11 17:50 | 100MW Longview 1 | Avista Power, LLC | WA | Cowlitz | BPA's Longview Substation | WITHDRAWN | GI | 2001-12-01 | 100 | 100 |  | Energy | Combined cycle
G45 | 2001-04-11 17:50 | 100MW Longview 2 | Avista Power, LLC | WA | Cowlitz | BPA's Longview Substation | WITHDRAWN | GI | 2001-12-01 | 100 | 100 |  | Energy | Combined cycle
G43 | 2001-04-06 17:03 | Clatskanie | Clatskanie People's Utility District | OR | Columbia | Alcoa Substation 115 kV | WITHDRAWN | GI | 2002-05-15 | 88 | 88 |  | Energy | Combined cycle
G41 | 2001-04-06 12:25 | 100MW McNary | Calpine Energy Services, L.P. | OR | Umatilla | McNary Substation | WITHDRAWN | GI | 2001-12-01 | 100 | 100 |  | Energy | Combined cycle |  | LT 436
G42 | 2001-04-06 12:25 | 50MW Alcoa | Calpine Energy Services, L.P. | WA | Clark | Alcoa Substation 230 kV in the vicinity of Vancouver, WA | WITHDRAWN | GI | 2001-10-31 23:00 | 50 | 50 |  | Energy | Combined cycle
G40 | 2001-04-06 12:24 | 250MW Covington-Chehalis,Tacoma-Olympia | Calpine Energy Services, L.P. | WA | Pierce | 230 kV on FCRTS at BPA's 230 kV Covington-Chehalis and/or Tacoma-Olympia lines in the vicinity of Fredrickson, WA | WITHDRAWN | GI | 2001-05-01 | 250 | 250 |  | Energy | Combined cycle
G39 | 2001-04-04 12:04 | Grant Generation | Grant Generation, LLC | WA | Grant | in the vicinity of Grant county, WA on the Vantage-Hanford 500 kV line | WITHDRAWN | GI | 2005-02-01 | 1300 | 1300 |  | Energy | Combined cycle
G46-02 | 2001-04-01 09:00 | 100MW Cowlitz PUD BHP at Kalama | Avista Power, LLC | WA | Cowlitz | a tap to the Cowlitz PUD BHP at Kalama 115 kV line adjuacent to the Port of Kalama Industrial Park | WITHDRAWN | GI | 2001-12-01 | 100 | 100 |  | Energy | Combined cycle
G38 | 2001-03-22 17:21 | 600 MW Monroe-Custer | Calpine Energy Services, L.P. | WA | Skagit | on the Monroe-Custer 500 kV transmission line in the vicinity of Sedro Wooley/Mount Vernon, WA | WITHDRAWN | GI | 2005-06-01 | 600 | 600 |  | Energy | Combined cycle
G37 | 2001-03-20 08:12 | Nordic Energy Barge 1 | Nordic Energy Barge #1, LLC | WA | Cowlitz | Cowlitz Substation | WITHDRAWN | GI | 2001-08-01 | 100 | 100 |  | Energy | Combined cycle
G36 | 2001-03-16 14:23 | Frontier Technology | Frontier Technology, Inc | OR | Lane | in the vicinity of Coburg, OR on BPA's Marion-Lane No. 1 500 kV transmission line | WITHDRAWN | GI | 2003-08-01 | 265 | 265 |  | Energy | Combined cycle |  | Changed the status to withdrawn on 10/11/02
G35 | 2001-03-06 18:36 | Grant Generation | Grant Generation, LLC | WA | Grant | on BPA's Grand Coulee-Schultz 500 kV line in the vicinity of Grant County, WA | WITHDRAWN | GI | 2005-06-01 | 1300 | 1300 |  | Energy | Combined cycle |  | Changed the status to withdrawn on 10/11/02
G34 | 2001-03-06 16:08 | Competitive Power Venture | Newport Northwest, LLC | WA | Whatcom | at or near BPA's Intalco 500 kV Substation, in the vicinity of Whatcom county, WA | WITHDRAWN | GI | 2005-06-01 | 1300 | 1300 |  | Energy | Combined cycle
G33 | 2001-03-06 10:57 | Tenaska Inc | Tenaska, Inc. | OR | Klamath | at or near BPA's Captain Jack 500 kV Substation, in the vicinity of Klamath County, OR | WITHDRAWN | GI | 2004-06-01 | 450 | 450 |  | Energy | Combined cycle |  | Withdrawn on 7/15/02
G32 | 2001-03-05 08:28 | Kootenai Generation | Kootenai Electric Cooperative, Inc. | WA | Kootenai | In the vicinity of Kootenai county, WA, on BPA's Taft-Bell 500 kV line | WITHDRAWN | GI | 2005-06-01 | 1300 | 1300 |  | Energy | Combined cycle |  | Changed the status to withdrawn on 10/11/02
G30 | 2001-03-01 13:57 | Pacific Winds Inc | Pacific Winds, Inc. | WA | Benton | on BPA 230 kV Hanford-Mabton transmission line in the Rattlesnake Hills are of S. Central WA, specifically in Benton CO, R24E, T11N, Section 7 | WITHDRAWN | GI | 2002-11-15 | 100 | 100 |  | Energy | Wind
G31 | 2001-03-01 13:57 | Pacific Winds Inc | Pacific Winds, Inc. | WA | Benton | on BPA 230 kV Franklin-McNary transmission line in the Horse Heaven Hills area of SW WA, approximately seven miles SW of Kennewick, specifically in or near Benton Co, R29E, T7N, Section 16 | WITHDRAWN | GI | 2002-11-15 | 100 | 100 |  | Energy | Wind
G29 | 2001-02-23 14:46 | BP Energy Company | BP Energy Company | OR | Grant | John Day | WITHDRAWN | GI | 2004-01-01 | 200 | 200 |  | Energy | Wind |  | Changed the status to withdrawn on 10/11/02
G28 | 2001-02-22 14:59 | N/A | Clark Public Utilities | WA | Clark | Alcoa Substation | WITHDRAWN | GI | 2001-01-01 | 100 | 100 |  | Energy | Combined cycle |  | Per Kelly Johnson this was never a generation request and should be dropped as one. 10/30/2002. On 3-12-03 the contract specialist changed the status to accepted
G27-01 | 2001-02-20 17:05 | Cherry Point Refinery | BP Energy Company | WA | Whatcom | Custer Substation | WITHDRAWN | GI | 2004-01-01 | 1000 | 1000 |  | Energy | Combined cycle |  | LT 362-01, 724, 725 The LGIA was executed and immediately suspended for 3 years on 1/9/08. The Suspension expired on January 9, 2011. The LGIA terminated on February 1, 2011. | LGIA terminated following 3-year suspension by customer.
G27 | 2001-02-15 16:26 | Benton PUD | Public Utility District No. 1 of Benton County | WA | Benton | Unocal Finley Substation | WITHDRAWN | GI | 2001-08-01 | 25 | 25 |  | Energy | Combined cycle |  | Generating Facility dismantled.
G26 | 2001-02-15 15:51 | Wanapa Energy Center | Confederated Tribes Umatilla Indian Resvation | OR | Umatilla | McNary 500 kV bus | STUDY | GI | 2003-07-01 | 1000 | 1000 |  | Energy | Combined cycle |  | (This was updated on 10/11/02 to study Status by Sweeney)
G24 | 2001-02-15 14:14 | 500MW Custer-[Intalco,Portal Way] 1 | Calpine Energy Services, L.P. | WA | Whatcon | In the vicinity of Ferndale, WA on BPA's Custer - Intalco/Portal Way 230 kV transmission line | WITHDRAWN | GI | 2005-06-01 | 500 | 500 |  | Energy | Combined cycle
G25 | 2001-02-15 14:14 | 500MW Custer-[Intalco,Portal Way] 2 | Calpine Energy Services, L.P. | WA | Whatcom | In the vicinity of Ferndale, WA on BPA's Custer-Inalco/Portal Way 230 kV transmission line | WITHDRAWN | GI | 2004-06-01 | 500 | 500 |  | Energy | Combined cycle
G22 | 2001-02-15 14:13 | 50MW Alcoa-St Johns | Calpine Energy Services, L.P. | WA | Clark | In the vicinity of Vancouver, WA on BPA's Alcoa-St. Johns 115 kV line | WITHDRAWN | GI | 2001-10-31 23:00 | 50 | 50 |  | Energy | Combined cycle
G23 | 2001-02-15 14:13 | 500MW St Johns-Ross | Calpine Energy Services, L.P. | WA | Clark | In the vicinity of Vancouver, WA on BPA's St. Johns-Ross 230 kV line | WITHDRAWN | GI | 2005-06-01 | 500 | 500 |  | Energy | Combined cycle
G20 | 2001-02-05 06:48 | Centralia Generation Addition | TransAlta Utilities Cooperative | WA | Lewis | In the vicinity of the Centralia Gen Station and C.W. Paul 500 kV SS, tapping the Centralia-Paul 500 kV line. | CONFIRMED | GI | 2002-01-01 | 248 | 248 |  | Energy | Combined cycle |  | Changed the status to study on 10/11/02 this was confirmed on 5/7/2003
G21 | 2001-02-05 06:48 | Condon Wind Farm | Seawest Windpower, Inc. | OR | Gilliam | At the Demoss-Fossil 69 kV line in the vicinity of Condon, OR | CONFIRMED | GI | 2002-01-01 | 25 | 25 |  | Energy | Wind |  | Initial 25 MW project with ultimate expansion of up to 50 MW
G19-01 | 2001-01-25 16:06 | Summit PNW | Summit Power Northwest Project, LLC | OR | Clatsop | Allston 230 KV | WITHDRAWN | GI | 2003-10-31 23:00 | 520 | 520 |  | Energy | Combined cycle |  | 3/11/10: This is provisionally posted as 'Withdrawn' pending confirmation that OR EFSC has terminated the Site Certificate. LT 333
G19 | 2001-01-18 10:18 | 500MW Snohomish | FPL Energy Power Marketing Inc | WA | Snohomish | Initially BPA's 115 kV Snohomish Substation, subsequently at Bonneville's Snohomish Substation at both 115 kV and 230kV | WITHDRAWN | GI | 2002-09-01 | 500 | 500 |  | Energy | Combined cycle |  | Was withdrawn on 8/13/2003 by customer letter
G18 | 2001-01-10 12:42 | 250MW Snohomish | FPL Energy Power Marketing Inc | WA | Snohomish | Snohomish 115 kV Substation | WITHDRAWN | GI | 2002-09-01 | 250 | 250 |  | Energy | Combined cycle
G17 | 2000-12-24 14:40 | JP Saylor and Associates | J P Saylor & Associates | OR | Curry | BPA's Fairview-Rogue 230 kV line in the vicinity of Curry County, OR | WITHDRAWN | GI | 2001-10-31 23:00 | 25 | 25 |  | Energy | Wind |  | Initial 25 MW project with ultimate expansion of up to 100 MW
G16 | 2000-12-22 13:31 | 500MW Taft-Bell | Cogentrix Energy, Inc. | ID | Kootenai | BPA's Taft-Bell 500 kV line in the vicinity of Kootenaid County, ID | WITHDRAWN | GI | 2004-12-01 | 500 | 500 |  | Energy | Combined cycle |  | LT 318
G15 | 2000-12-18 14:51 | Oregon Energy Company | Oregon Energy Company LLC | OR | Columbia | on BPA's 115 kV Allston-St. Helens line in the vicinity of St. Helens, OR | WITHDRAWN | GI | 2002-08-01 | 170 | 170 |  | Energy | Combined cycle
G14 | 2000-11-30 15:38 | Stateline Wind Farm | FPL Energy Vansycle L.L.C. | OR | Umatilla | on BPA's Franklin-Walla Walla line in the vicinity of Touchet, WA | CONFIRMED | GI | 2001-09-01 | 90 | 90 |  | Energy | Wind
G13 | 2000-10-31 14:50 | Centralia Generation | TransAlta Utilities Cooperative | WA | Lewis | C.W. Paul 500 kV Substation | CONFIRMED | GI | 2001-06-01 | 50 | 50 |  | ERIS | Combined cycle
G11 | 2000-09-13 16:25 | Pacific Winds Inc | Pacific Winds, Inc. | WA | Benton | a new POR in the vicinity of the Franklin-McNary 230 kV line | WITHDRAWN | GI | 2002-07-01 | 76 | 76 |  | Energy | Wind
G12 | 2000-09-08 17:06 | Oregon Energy Company | Oregon Energy Company LLC | OR | Linn | a new POR in the vicinity of the Albany-Eugene 115 kV line near Halsey, OR | WITHDRAWN | GI | 2001-10-01 | 120 | 120 |  | Energy | Combined cycle |  | Withdrawn as of 7/08/02
G10 | 2000-08-28 14:52 | 1100MW Grizzly | Cogentrix Energy, Inc. | OR | Jefferson | Grizzly 500 kV Substation | WITHDRAWN | GI | 2004-07-01 | 1100 | 1100 |  | Energy | Combined cycle |  | This was withdrawn on 8/28/2003
G9 | 2000-08-28 14:51 | 1100MW Paul | Cogentrix Energy, Inc. | WA | Lewis | Paul 500 kV Substation | WITHDRAWN | GI | 2004-07-01 | 1100 | 1100 |  | Energy | Combined cycle
G8 | 2000-08-28 14:50 | 1100MW Troutdale | Cogentrix Energy, Inc. | OR | multnomah | Troutdale kV Substation | WITHDRAWN | GI | 2004-07-01 | 1100 | 1100 |  | Energy | Combined cycle |  | Withdrawn on 7/15/02
G7 | 2000-08-25 14:19 | Pacific Winds Inc | Pacific Winds, Inc. | WA | Benton | at a new POR in the vicinity of the Hanford-Mapbton 230 kV line | WITHDRAWN | GI | 2002-10-31 23:00 | 76 | 76 |  | Energy | Wind
G6 | 2000-08-22 14:30 | Continental Energy Svcs | Continental Energy Services, Inc. | MT | Silver Bow | Silver Bow 230 kV Substation | WITHDRAWN | GI | 2002-03-31 23:00 | 400 | 400 |  | Energy | Combined cycle
G5 | 2000-08-02 07:56 | Nine Canyon Wind Project | Energy Northwest Inc | WA | Benton | Nine Canyon Substation through Benton County PUD 115kV tap line to BPA's McNary-Badger Canyon line. | CONFIRMED | GI | 2001-09-01 | 25 | 25 |  | Energy | Wind |  | 25 MW initial output, scalable up to approximately 50 MW.
G4 | 2000-07-28 16:17 | Mint Farm Energy Center | Puget Sound Energy, Inc. | WA | Cowlitz | Longview 230 kV Substation | CONFIRMED | GI | 2007-11-28 | 320 | 320 |  | Energy | Combined cycle
G3 | 2000-07-28 15:55 | Enron Power Marketing | Enron Power Marketing, Inc. | WA | Cowlitz | Longview 230 kV Substation | WITHDRAWN | GI | 2003-06-01 | 600 | 600 |  | Energy | Combined cycle
G2 | 2000-06-23 | Goldendale Energy Center | Goldendale Energy Center, LLC | OR | klickitat | Harvalum 230 kV Substation | CONFIRMED | GI | 2002-01-01 | 247 | 247 |  | Energy | Combined cycle |  | (formerly Goldendale Energy Center)
G1 | 2000-06-09 16:12 | PG and E Generation | PG&E Energy Services | OR | Umatilla | McNary 230 kv Substation | WITHDRAWN | GI | 2000-06-09 | 581 | 581 |  | Energy | Combined cycle