## Instructions & Notes
This form must be filled out and returned too: Michael_Lopes@brown.edu Preventive Maintenance Planner-Scheduler Brown University, Box 1941 Providence, RI 02912 (401-863-6198)
EQUIPMENT IDENTIFICATION | DESCRIPTION & EXAMPLES
Equipment shall be numbered and tagged with a three (3) digit sequential ID, based on the assigned Equipment Type. The equipment number is automatically generated and will consist of three separate components:
| COMPONENTS: | BLDG_ID¦EQ_TYPE¦-¦000
| BUILDING ID: | Ex: Central Heating Plant = ID# 100093 so the Building identifier will be 093
| EQUIPMENT TYPE (ACRONYM): | Ex: Boiler, Gas Fired Steam = BLRGASS
| SEQUENTIAL NUMBER: | Ex: 001, 002, etc.
| REPLACEMENT NUMBER: | A letter designator will be used for replacement equipment. Ex: BLRGASS-001 is replaced, replacement ID is now 001A
| COMPLETE ID & SCENARIOS: | Ex#1: 093BLRGASS-001, is Gas-Steam Boiler #1 at the Central Heat Plant. Ex#2: 093BLRGASS-002, is Gas-Steam Boiler #2 at the Central Heat Plant. Ex#3: 093BLRGASW-001, is Gas-Hot Water Boiler #1 at the Central Heat Plant. (Note: The Equipment Type (EQ_TYPE) changed from a Gas-Steam boiler to a Gas-Hot Water boiler. The change in EQ_TYPE restarts the sequential ID at 001.)
DATA ENTRY | COLOR-KEY | DESCRIPTION
Indicates required fields
Indicates required fields with predefined ("pick-list") value entries. (See references for more info on these values)
Indicates equipment specification fields
REFERENCE INFORMATION | SPREADSHEET TAB | DESCRIPTION
| "Keyword & Type ref" tab | Full listing and descriptions of "Keywords", or equipment groupings and "EQ_Types", or specific equipment in that grouping.
| "MRF_List ref" tab | Full listing and descriptions of known manufacturers. (Additional entries can be made)
| "Active-Bldg List ref" tab | Full listing and descriptions of all Brown University buildings. (Includes addresses, sqft, status, etc.)
| "Status & Condition ref" tab | Full listing and descriptions of asset Status & Condition codes

## EQUIPMENT INPUT
Assessment Date | Building Portfolio | Building Site | Building ID | Building Abbr | Building Name | Floor | Room | Keyword | EQ_Type | Equipment Group/Keyword | Equipment Type | Status | Condition (at assessment) | Field Notes | Area Serviced (Bldg/Floor/Wing/Room) | Criticality | EQ_Group | Nomenclature | len | Old EQ_ID (If Existing) | EQ_ID | No. | In-Field Reference Name/Nomenclature | Parent EQ_ID | State_ID | MFR | Manufacturer | Mfr Model No | Mfr Serial No | Mfr Part No/Date/Code | Acquisition Date | Acquisition Vendor | Acquisition Comments | Warranty Vendor | Warranty Expiration Date | Warranty Usage Expiration | Warranty Comments | Current Replacement Cost | Spec (FILTER) | Spec (BELTs) | Spec (MOTOR) | Spec (REFRIGERANT) | Spec (MECH COUPLINGS & SEALS) | Spec (TONS) | Spec (CFM) | Spec (BTU/Hr) | Spec (STATIC PRESSURE) | Spec (HP) | Spec (RPM) | Spec (HERTZ) | Spec (PHASE) | Spec (AIR TEMP IN/OUT) (SUMMER/WINTER) | Spec (WATER TEMP IN/OUT) (SUMMER/WINTER) | Spec (HEAD-FEET or TOTAL DYNAMIC HEAD (TDH) | Spec (GPM) | Spec (IMPELLER DIAMETER) | Spec (PSI) | Spec (GALLONS) | Spec (KVA) | Spec (AMPS) + (MAIN LUG or BREAKER) (OPEN or CLOSED) | Spec (CIRCUITS) | Spec (VOLTS) | Spec (WATTS) | Spec (WIRE) | Spec (POLES) | Spec (MCA) | Spec (MAX FUSE) | Spec (OTHER)
Example Only: | ADMIN/SUPPORT | MAIN | 100182 | UHALL | UNIVERSITY HALL | 0 | 001 | AHU | AHUHVLG | AIR HANDLING UNIT | AIR HANDLER, HVAC > 30K CFM | ACTIVE | VERYGOOD | UNIT INCLUDES COMBINED HRU | 1st & 2nd floor | 2 | DIV08 | UHALL:AIR HANDLER, HVAC > 30K CFM:AHU-1 | 39 |  | 182AHUHVLG-001 | 001 | AHU-1 |  |  | HAWS-P | HAW'S PRODUCTS | CP7.55XAXCHXXSXX | 472010C08248-04 | MFR DATE: 11/15/2010 | 2012-01-10 | -VENDOR- |  | -VENDOR- | 2015-01-10 |  | 3 YEARS PARTS ONLY |  |  |  | FORMAT: MOTOR: MAKE, MODEL#/CAT#/SPEC# or TYPE:, SN#, HP:, RPM:, PH:, VOLTS:, AMPS:, PF:, DUTY CYCLE, FRAME:, ENCL:, INSUL CLASS:, NEMA RATING:, WEIGHT: | R410A, 4.2LBS |  |  | 7500 RETURN CFM 7500 SUPPLY CFM |  | 8.5" |  |  | 60 | 3 | 70.9IN,110.4OUT | 180IN,136.3OUT | [8 empty] | 460
Example Only: | ADMIN/SUPPORT | MAIN | 100182 | UHALL | UNIVERSITY HALL | 0 | 001 | FAN | FNEXBLT | FAN | FAN, EXHAUST, BELT | ACTIVE | VERYGOOD | GREASE FITTING ON MOTOR | 1st floor commons | 3 | DIV08 | UHALL:FAN, EXHAUST, BELT:EF-3 | 29 |  | 182FNEXBLT-003 | 003 | EF-3 |  |  | GREENHECK | GREENHECK | 22-QEP-4-60-11 | 12265563 1011 |  |  | -VENDOR- |  | -VENDOR- |  |  | 1 Year Manufacturer's Warranty for Defects |  | EXAMPLE: FILTERS: PRE: (X6) MERV8 24X12X4, (X6) MERV8 24X24X4 AIR GUARD (DP 4-40 MAX) FINAL: (X3) MERV14 24X24X12 METAL CASE SYNTHETIC RIGID CELL WITH HEADER (16443FS), (X3) MERV14 24X12X12 METAL CASE SYNTHETIC RIGID CELL WITH HEADER (16440FS). | (X1) 4L490 (A47) | EXAMPLE: MOTOR: BALDOR RELIANCE CAT#VM3111, SPEC#34F12-255, SN#W1111161326, HP:3/4, RPM:3450, PH:3, VOLTS:230/460, AMPS:2.6/1.3, PF:73, DUTY CYCLE:, FRAME:56C, ENCL:OPEN, INSUL CLASS:B, NEMA RATING:40C AMB-CONT |  | A33 |  | 7500 CFM |  | 8.5" | 15 | 1750 | 60 | 3 | [10 empty] | 460
| #N/A | #N/A | #N/A | #N/A |  |  |  | #N/A | #N/A | [6 empty] | #N/A | #N/A | #N/A | #N/A |  | #N/A |  |  |  |  | #N/A
| #N/A | #N/A | #N/A | #N/A |  |  |  | #N/A | #N/A | [6 empty] | #N/A | #N/A | #N/A | #N/A |  | #N/A |  |  |  |  | #N/A
| #N/A | #N/A | #N/A | #N/A |  |  |  | #N/A | #N/A | [6 empty] | #N/A | #N/A | #N/A | #N/A |  | #N/A |  |  |  |  | #N/A
| #N/A | #N/A | #N/A | #N/A |  |  |  | #N/A | #N/A | [6 empty] | #N/A | #N/A | #N/A | #N/A |  | #N/A |  |  |  |  | #N/A
| #N/A | #N/A | #N/A | #N/A |  |  |  | #N/A | #N/A | [6 empty] | #N/A | #N/A | #N/A | #N/A |  | #N/A |  |  |  |  | #N/A
| #N/A | #N/A | #N/A | #N/A |  |  |  | #N/A | #N/A | [6 empty] | #N/A | #N/A | #N/A | #N/A |  | #N/A |  |  |  |  | #N/A
| #N/A | #N/A | #N/A | #N/A |  |  |  | #N/A | #N/A | [6 empty] | #N/A | #N/A | #N/A | #N/A |  | #N/A |  |  |  |  | #N/A
| #N/A | #N/A | #N/A | #N/A |  |  |  | #N/A | #N/A | [6 empty] | #N/A | #N/A | #N/A | #N/A |  | #N/A |  |  |  |  | #N/A
| #N/A | #N/A | #N/A | #N/A |  |  |  | #N/A | #N/A | [6 empty] | #N/A | #N/A | #N/A | #N/A |  | #N/A |  |  |  |  | #N/A
| #N/A | #N/A | #N/A | #N/A |  |  |  | #N/A | #N/A | [6 empty] | #N/A | #N/A | #N/A | #N/A |  | #N/A |  |  |  |  | #N/A
| #N/A | #N/A | #N/A | #N/A |  |  |  | #N/A | #N/A | [6 empty] | #N/A | #N/A | #N/A | #N/A |  | #N/A |  |  |  |  | #N/A
| #N/A | #N/A | #N/A | #N/A |  |  |  | #N/A | #N/A | [6 empty] | #N/A | #N/A | #N/A | #N/A |  | #N/A |  |  |  |  | #N/A
| #N/A | #N/A | #N/A | #N/A |  |  |  | #N/A | #N/A | [6 empty] | #N/A | #N/A | #N/A | #N/A |  | #N/A |  |  |  |  | #N/A
| #N/A | #N/A | #N/A | #N/A |  |  |  | #N/A | #N/A | [6 empty] | #N/A | #N/A | #N/A | #N/A |  | #N/A |  |  |  |  | #N/A
| #N/A | #N/A | #N/A | #N/A |  |  |  | #N/A | #N/A | [6 empty] | #N/A | #N/A | #N/A | #N/A |  | #N/A |  |  |  |  | #N/A
| #N/A | #N/A | #N/A | #N/A |  |  |  | #N/A | #N/A | [6 empty] | #N/A | #N/A | #N/A | #N/A |  | #N/A |  |  |  |  | #N/A
| #N/A | #N/A | #N/A | #N/A |  |  |  | #N/A | #N/A | [6 empty] | #N/A | #N/A | #N/A | #N/A |  | #N/A |  |  |  |  | #N/A
| #N/A | #N/A | #N/A | #N/A |  |  |  | #N/A | #N/A | [6 empty] | #N/A | #N/A | #N/A | #N/A |  | #N/A |  |  |  |  | #N/A
| #N/A | #N/A | #N/A | #N/A |  |  |  | #N/A | #N/A | [6 empty] | #N/A | #N/A | #N/A | #N/A |  | #N/A |  |  |  |  | #N/A
| #N/A | #N/A | #N/A | #N/A |  |  |  | #N/A | #N/A | [6 empty] | #N/A | #N/A | #N/A | #N/A |  | #N/A |  |  |  |  | #N/A
| #N/A | #N/A | #N/A | #N/A |  |  |  | #N/A | #N/A | [6 empty] | #N/A | #N/A | #N/A | #N/A |  | #N/A |  |  |  |  | #N/A
| #N/A | #N/A | #N/A | #N/A |  |  |  | #N/A | #N/A | [6 empty] | #N/A | #N/A | #N/A | #N/A |  | #N/A |  |  |  |  | #N/A
| #N/A | #N/A | #N/A | #N/A |  |  |  | #N/A | #N/A | [6 empty] | #N/A | #N/A | #N/A | #N/A |  | #N/A |  |  |  |  | #N/A
| #N/A | #N/A | #N/A | #N/A |  |  |  | #N/A | #N/A | [6 empty] | #N/A | #N/A | #N/A | #N/A |  | #N/A |  |  |  |  | #N/A
| #N/A | #N/A | #N/A | #N/A |  |  |  | #N/A | #N/A | [6 empty] | #N/A | #N/A | #N/A | #N/A |  | #N/A |  |  |  |  | #N/A
| #N/A | #N/A | #N/A | #N/A |  |  |  | #N/A | #N/A | [6 empty] | #N/A | #N/A | #N/A | #N/A |  | #N/A |  |  |  |  | #N/A
| #N/A | #N/A | #N/A | #N/A |  |  |  | #N/A | #N/A | [6 empty] | #N/A | #N/A | #N/A | #N/A |  | #N/A |  |  |  |  | #N/A
| #N/A | #N/A | #N/A | #N/A |  |  |  | #N/A | #N/A | [6 empty] | #N/A | #N/A | #N/A | #N/A |  | #N/A |  |  |  |  | #N/A
| #N/A | #N/A | #N/A | #N/A |  |  |  | #N/A | #N/A | [6 empty] | #N/A | #N/A | #N/A | #N/A |  | #N/A |  |  |  |  | #N/A
| #N/A | #N/A | #N/A | #N/A |  |  |  | #N/A | #N/A | [6 empty] | #N/A | #N/A | #N/A | #N/A |  | #N/A |  |  |  |  | #N/A
| #N/A | #N/A | #N/A | #N/A |  |  |  | #N/A | #N/A | [6 empty] | #N/A | #N/A | #N/A | #N/A |  | #N/A |  |  |  |  | #N/A
| #N/A | #N/A | #N/A | #N/A |  |  |  | #N/A | #N/A | [6 empty] | #N/A | #N/A | #N/A | #N/A |  | #N/A |  |  |  |  | #N/A
| #N/A | #N/A | #N/A | #N/A |  |  |  | #N/A | #N/A | [6 empty] | #N/A | #N/A | #N/A | #N/A |  | #N/A |  |  |  |  | #N/A
| #N/A | #N/A | #N/A | #N/A |  |  |  | #N/A | #N/A | [6 empty] | #N/A | #N/A | #N/A | #N/A |  | #N/A |  |  |  |  | #N/A
| #N/A | #N/A | #N/A | #N/A |  |  |  | #N/A | #N/A | [6 empty] | #N/A | #N/A | #N/A | #N/A |  | #N/A |  |  |  |  | #N/A
| #N/A | #N/A | #N/A | #N/A |  |  |  | #N/A | #N/A | [6 empty] | #N/A | #N/A | #N/A | #N/A |  | #N/A |  |  |  |  | #N/A
| #N/A | #N/A | #N/A | #N/A |  |  |  | #N/A | #N/A | [6 empty] | #N/A | #N/A | #N/A | #N/A |  | #N/A |  |  |  |  | #N/A
| #N/A | #N/A | #N/A | #N/A |  |  |  | #N/A | #N/A | [6 empty] | #N/A | #N/A | #N/A | #N/A |  | #N/A |  |  |  |  | #N/A
| #N/A | #N/A | #N/A | #N/A |  |  |  | #N/A | #N/A | [6 empty] | #N/A | #N/A | #N/A | #N/A |  | #N/A |  |  |  |  | #N/A
| #N/A | #N/A | #N/A | #N/A |  |  |  | #N/A | #N/A | [6 empty] | #N/A | #N/A | #N/A | #N/A |  | #N/A |  |  |  |  | #N/A
| #N/A | #N/A | #N/A | #N/A |  |  |  | #N/A | #N/A | [6 empty] | #N/A | #N/A | #N/A | #N/A |  | #N/A |  |  |  |  | #N/A
| #N/A | #N/A | #N/A | #N/A |  |  |  | #N/A | #N/A | [6 empty] | #N/A | #N/A | #N/A | #N/A |  | #N/A |  |  |  |  | #N/A
| #N/A | #N/A | #N/A | #N/A |  |  |  | #N/A | #N/A | [6 empty] | #N/A | #N/A | #N/A | #N/A |  | #N/A |  |  |  |  | #N/A
| #N/A | #N/A | #N/A | #N/A |  |  |  | #N/A | #N/A | [6 empty] | #N/A | #N/A | #N/A | #N/A |  | #N/A |  |  |  |  | #N/A
| #N/A | #N/A | #N/A | #N/A |  |  |  | #N/A | #N/A | [6 empty] | #N/A | #N/A | #N/A | #N/A |  | #N/A |  |  |  |  | #N/A
| #N/A | #N/A | #N/A | #N/A |  |  |  | #N/A | #N/A | [6 empty] | #N/A | #N/A | #N/A | #N/A |  | #N/A |  |  |  |  | #N/A
| #N/A | #N/A | #N/A | #N/A |  |  |  | #N/A | #N/A | [6 empty] | #N/A | #N/A | #N/A | #N/A |  | #N/A |  |  |  |  | #N/A
| #N/A | #N/A | #N/A | #N/A |  |  |  | #N/A | #N/A | [6 empty] | #N/A | #N/A | #N/A | #N/A |  | #N/A |  |  |  |  | #N/A
| #N/A | #N/A | #N/A | #N/A |  |  |  | #N/A | #N/A | [6 empty] | #N/A | #N/A | #N/A | #N/A |  | #N/A |  |  |  |  | #N/A
| #N/A | #N/A | #N/A | #N/A |  |  |  | #N/A | #N/A | [6 empty] | #N/A | #N/A | #N/A | #N/A |  | #N/A |  |  |  |  | #N/A
| #N/A | #N/A | #N/A | #N/A |  |  |  | #N/A | #N/A | [6 empty] | #N/A | #N/A | #N/A | #N/A |  | #N/A |  |  |  |  | #N/A
| #N/A | #N/A | #N/A | #N/A |  |  |  | #N/A | #N/A | [6 empty] | #N/A | #N/A | #N/A | #N/A |  | #N/A |  |  |  |  | #N/A
| #N/A | #N/A | #N/A | #N/A |  |  |  | #N/A | #N/A | [6 empty] | #N/A | #N/A | #N/A | #N/A |  | #N/A |  |  |  |  | #N/A
| #N/A | #N/A | #N/A | #N/A |  |  |  | #N/A | #N/A | [6 empty] | #N/A | #N/A | #N/A | #N/A |  | #N/A |  |  |  |  | #N/A
| #N/A | #N/A | #N/A | #N/A |  |  |  | #N/A | #N/A | [6 empty] | #N/A | #N/A | #N/A | #N/A |  | #N/A |  |  |  |  | #N/A
| #N/A | #N/A | #N/A | #N/A |  |  |  | #N/A | #N/A | [6 empty] | #N/A | #N/A | #N/A | #N/A |  | #N/A |  |  |  |  | #N/A
| #N/A | #N/A | #N/A | #N/A |  |  |  | #N/A | #N/A | [6 empty] | #N/A | #N/A | #N/A | #N/A |  | #N/A |  |  |  |  | #N/A
| #N/A | #N/A | #N/A | #N/A |  |  |  | #N/A | #N/A | [6 empty] | #N/A | #N/A | #N/A | #N/A |  | #N/A |  |  |  |  | #N/A
| #N/A | #N/A | #N/A | #N/A |  |  |  | #N/A | #N/A | [6 empty] | #N/A | #N/A | #N/A | #N/A |  | #N/A |  |  |  |  | #N/A
| #N/A | #N/A | #N/A | #N/A |  |  |  | #N/A | #N/A | [6 empty] | #N/A | #N/A | #N/A | #N/A |  | #N/A |  |  |  |  | #N/A
| #N/A | #N/A | #N/A | #N/A |  |  |  | #N/A | #N/A | [6 empty] | #N/A | #N/A | #N/A | #N/A |  | #N/A |  |  |  |  | #N/A
| #N/A | #N/A | #N/A | #N/A |  |  |  | #N/A | #N/A | [6 empty] | #N/A | #N/A | #N/A | #N/A |  | #N/A |  |  |  |  | #N/A
| #N/A | #N/A | #N/A | #N/A |  |  |  | #N/A | #N/A | [6 empty] | #N/A | #N/A | #N/A | #N/A |  | #N/A |  |  |  |  | #N/A
| #N/A | #N/A | #N/A | #N/A |  |  |  | #N/A | #N/A | [6 empty] | #N/A | #N/A | #N/A | #N/A |  | #N/A |  |  |  |  | #N/A
| #N/A | #N/A | #N/A | #N/A |  |  |  | #N/A | #N/A | [6 empty] | #N/A | #N/A | #N/A | #N/A |  | #N/A |  |  |  |  | #N/A
| #N/A | #N/A | #N/A | #N/A |  |  |  | #N/A | #N/A | [6 empty] | #N/A | #N/A | #N/A | #N/A |  | #N/A |  |  |  |  | #N/A
| #N/A | #N/A | #N/A | #N/A |  |  |  | #N/A | #N/A | [6 empty] | #N/A | #N/A | #N/A | #N/A |  | #N/A |  |  |  |  | #N/A
| #N/A | #N/A | #N/A | #N/A |  |  |  | #N/A | #N/A | [6 empty] | #N/A | #N/A | #N/A | #N/A |  | #N/A |  |  |  |  | #N/A
| #N/A | #N/A | #N/A | #N/A |  |  |  | #N/A | #N/A | [6 empty] | #N/A | #N/A | #N/A | #N/A |  | #N/A |  |  |  |  | #N/A
| #N/A | #N/A | #N/A | #N/A |  |  |  | #N/A | #N/A | [6 empty] | #N/A | #N/A | #N/A | #N/A |  | #N/A |  |  |  |  | #N/A
| #N/A | #N/A | #N/A | #N/A |  |  |  | #N/A | #N/A | [6 empty] | #N/A | #N/A | #N/A | #N/A |  | #N/A |  |  |  |  | #N/A
| #N/A | #N/A | #N/A | #N/A |  |  |  | #N/A | #N/A | [6 empty] | #N/A | #N/A | #N/A | #N/A |  | #N/A |  |  |  |  | #N/A
| #N/A | #N/A | #N/A | #N/A |  |  |  | #N/A | #N/A | [6 empty] | #N/A | #N/A | #N/A | #N/A |  | #N/A |  |  |  |  | #N/A
| #N/A | #N/A | #N/A | #N/A |  |  |  | #N/A | #N/A | [6 empty] | #N/A | #N/A | #N/A | #N/A |  | #N/A |  |  |  |  | #N/A
| #N/A | #N/A | #N/A | #N/A |  |  |  | #N/A | #N/A | [6 empty] | #N/A | #N/A | #N/A | #N/A |  | #N/A |  |  |  |  | #N/A
| #N/A | #N/A | #N/A | #N/A |  |  |  | #N/A | #N/A | [6 empty] | #N/A | #N/A | #N/A | #N/A |  | #N/A |  |  |  |  | #N/A
| #N/A | #N/A | #N/A | #N/A |  |  |  | #N/A | #N/A | [6 empty] | #N/A | #N/A | #N/A | #N/A |  | #N/A |  |  |  |  | #N/A
| #N/A | #N/A | #N/A | #N/A |  |  |  | #N/A | #N/A | [6 empty] | #N/A | #N/A | #N/A | #N/A |  | #N/A |  |  |  |  | #N/A
| #N/A | #N/A | #N/A | #N/A |  |  |  | #N/A | #N/A | [6 empty] | #N/A | #N/A | #N/A | #N/A |  | #N/A |  |  |  |  | #N/A
| #N/A | #N/A | #N/A | #N/A |  |  |  | #N/A | #N/A | [6 empty] | #N/A | #N/A | #N/A | #N/A |  | #N/A |  |  |  |  | #N/A
| #N/A | #N/A | #N/A | #N/A |  |  |  | #N/A | #N/A | [6 empty] | #N/A | #N/A | #N/A | #N/A |  | #N/A |  |  |  |  | #N/A
| #N/A | #N/A | #N/A | #N/A |  |  |  | #N/A | #N/A | [6 empty] | #N/A | #N/A | #N/A | #N/A |  | #N/A |  |  |  |  | #N/A
| #N/A | #N/A | #N/A | #N/A |  |  |  | #N/A | #N/A | [6 empty] | #N/A | #N/A | #N/A | #N/A |  | #N/A |  |  |  |  | #N/A
| #N/A | #N/A | #N/A | #N/A |  |  |  | #N/A | #N/A | [6 empty] | #N/A | #N/A | #N/A | #N/A |  | #N/A |  |  |  |  | #N/A
| #N/A | #N/A | #N/A | #N/A |  |  |  | #N/A | #N/A | [6 empty] | #N/A | #N/A | #N/A | #N/A |  | #N/A |  |  |  |  | #N/A
| #N/A | #N/A | #N/A | #N/A |  |  |  | #N/A | #N/A | [6 empty] | #N/A | #N/A | #N/A | #N/A |  | #N/A |  |  |  |  | #N/A
| #N/A | #N/A | #N/A | #N/A |  |  |  | #N/A | #N/A | [6 empty] | #N/A | #N/A | #N/A | #N/A |  | #N/A |  |  |  |  | #N/A
| #N/A | #N/A | #N/A | #N/A |  |  |  | #N/A | #N/A | [6 empty] | #N/A | #N/A | #N/A | #N/A |  | #N/A |  |  |  |  | #N/A
| #N/A | #N/A | #N/A | #N/A |  |  |  | #N/A | #N/A | [6 empty] | #N/A | #N/A | #N/A | #N/A |  | #N/A |  |  |  |  | #N/A
| #N/A | #N/A | #N/A | #N/A |  |  |  | #N/A | #N/A | [6 empty] | #N/A | #N/A | #N/A | #N/A |  | #N/A |  |  |  |  | #N/A
| #N/A | #N/A | #N/A | #N/A |  |  |  | #N/A | #N/A | [6 empty] | #N/A | #N/A | #N/A | #N/A |  | #N/A |  |  |  |  | #N/A
| #N/A | #N/A | #N/A | #N/A |  |  |  | #N/A | #N/A | [6 empty] | #N/A | #N/A | #N/A | #N/A |  | #N/A |  |  |  |  | #N/A
| #N/A | #N/A | #N/A | #N/A |  |  |  | #N/A | #N/A | [6 empty] | #N/A | #N/A | #N/A | #N/A |  | #N/A |  |  |  |  | #N/A
| #N/A | #N/A | #N/A | #N/A |  |  |  | #N/A | #N/A | [6 empty] | #N/A | #N/A | #N/A | #N/A |  | #N/A |  |  |  |  | #N/A
| #N/A | #N/A | #N/A | #N/A |  |  |  | #N/A | #N/A | [6 empty] | #N/A | #N/A | #N/A | #N/A |  | #N/A |  |  |  |  | #N/A
| #N/A | #N/A | #N/A | #N/A |  |  |  | #N/A | #N/A | [6 empty] | #N/A | #N/A | #N/A | #N/A |  | #N/A |  |  |  |  | #N/A
| #N/A | #N/A | #N/A | #N/A |  |  |  | #N/A | #N/A | [6 empty] | #N/A | #N/A | #N/A | #N/A |  | #N/A |  |  |  |  | #N/A
| #N/A | #N/A | #N/A | #N/A |  |  |  | #N/A | #N/A | [6 empty] | #N/A | #N/A | #N/A | #N/A |  | #N/A |  |  |  |  | #N/A
| #N/A | #N/A | #N/A | #N/A |  |  |  | #N/A | #N/A | [6 empty] | #N/A | #N/A | #N/A | #N/A |  | #N/A |  |  |  |  | #N/A
| #N/A | #N/A | #N/A | #N/A |  |  |  | #N/A | #N/A | [6 empty] | #N/A | #N/A | #N/A | #N/A |  | #N/A |  |  |  |  | #N/A
| #N/A | #N/A | #N/A | #N/A |  |  |  | #N/A | #N/A | [6 empty] | #N/A | #N/A | #N/A | #N/A |  | #N/A |  |  |  |  | #N/A
| #N/A | #N/A | #N/A | #N/A |  |  |  | #N/A | #N/A | [6 empty] | #N/A | #N/A | #N/A | #N/A |  | #N/A |  |  |  |  | #N/A
| #N/A | #N/A | #N/A | #N/A |  |  |  | #N/A | #N/A | [6 empty] | #N/A | #N/A | #N/A | #N/A |  | #N/A |  |  |  |  | #N/A
| #N/A | #N/A | #N/A | #N/A |  |  |  | #N/A | #N/A | [6 empty] | #N/A | #N/A | #N/A | #N/A |  | #N/A |  |  |  |  | #N/A
| #N/A | #N/A | #N/A | #N/A |  |  |  | #N/A | #N/A | [6 empty] | #N/A | #N/A | #N/A | #N/A |  | #N/A |  |  |  |  | #N/A
| #N/A | #N/A | #N/A | #N/A |  |  |  | #N/A | #N/A | [6 empty] | #N/A | #N/A | #N/A | #N/A |  | #N/A |  |  |  |  | #N/A
| #N/A | #N/A | #N/A | #N/A |  |  |  | #N/A | #N/A | [6 empty] | #N/A | #N/A | #N/A | #N/A |  | #N/A |  |  |  |  | #N/A
| #N/A | #N/A | #N/A | #N/A |  |  |  | #N/A | #N/A | [6 empty] | #N/A | #N/A | #N/A | #N/A |  | #N/A |  |  |  |  | #N/A
| #N/A | #N/A | #N/A | #N/A |  |  |  | #N/A | #N/A | [6 empty] | #N/A | #N/A | #N/A | #N/A |  | #N/A |  |  |  |  | #N/A
| #N/A | #N/A | #N/A | #N/A |  |  |  | #N/A | #N/A | [6 empty] | #N/A | #N/A | #N/A | #N/A |  | #N/A |  |  |  |  | #N/A
| #N/A | #N/A | #N/A | #N/A |  |  |  | #N/A | #N/A | [6 empty] | #N/A | #N/A | #N/A | #N/A |  | #N/A |  |  |  |  | #N/A
| #N/A | #N/A | #N/A | #N/A |  |  |  | #N/A | #N/A | [6 empty] | #N/A | #N/A | #N/A | #N/A |  | #N/A |  |  |  |  | #N/A
| #N/A | #N/A | #N/A | #N/A |  |  |  | #N/A | #N/A | [6 empty] | #N/A | #N/A | #N/A | #N/A |  | #N/A |  |  |  |  | #N/A
| #N/A | #N/A | #N/A | #N/A |  |  |  | #N/A | #N/A | [6 empty] | #N/A | #N/A | #N/A | #N/A |  | #N/A |  |  |  |  | #N/A
| #N/A | #N/A | #N/A | #N/A |  |  |  | #N/A | #N/A | [6 empty] | #N/A | #N/A | #N/A | #N/A |  | #N/A |  |  |  |  | #N/A
| #N/A | #N/A | #N/A | #N/A |  |  |  | #N/A | #N/A | [6 empty] | #N/A | #N/A | #N/A | #N/A |  | #N/A |  |  |  |  | #N/A
| #N/A | #N/A | #N/A | #N/A |  |  |  | #N/A | #N/A | [6 empty] | #N/A | #N/A | #N/A | #N/A |  | #N/A |  |  |  |  | #N/A
| #N/A | #N/A | #N/A | #N/A |  |  |  | #N/A | #N/A | [6 empty] | #N/A | #N/A | #N/A | #N/A |  | #N/A |  |  |  |  | #N/A
| #N/A | #N/A | #N/A | #N/A |  |  |  | #N/A | #N/A | [6 empty] | #N/A | #N/A | #N/A | #N/A |  | #N/A |  |  |  |  | #N/A
| #N/A | #N/A | #N/A | #N/A |  |  |  | #N/A | #N/A | [6 empty] | #N/A | #N/A | #N/A | #N/A |  | #N/A |  |  |  |  | #N/A
| #N/A | #N/A | #N/A | #N/A |  |  |  | #N/A | #N/A | [6 empty] | #N/A | #N/A | #N/A | #N/A |  | #N/A |  |  |  |  | #N/A
| #N/A | #N/A | #N/A | #N/A |  |  |  | #N/A | #N/A | [6 empty] | #N/A | #N/A | #N/A | #N/A |  | #N/A |  |  |  |  | #N/A
| #N/A | #N/A | #N/A | #N/A |  |  |  | #N/A | #N/A | [6 empty] | #N/A | #N/A | #N/A | #N/A |  | #N/A |  |  |  |  | #N/A
| #N/A | #N/A | #N/A | #N/A |  |  |  | #N/A | #N/A | [6 empty] | #N/A | #N/A | #N/A | #N/A |  | #N/A |  |  |  |  | #N/A
| #N/A | #N/A | #N/A | #N/A |  |  |  | #N/A | #N/A | [6 empty] | #N/A | #N/A | #N/A | #N/A |  | #N/A |  |  |  |  | #N/A
| #N/A | #N/A | #N/A | #N/A |  |  |  | #N/A | #N/A | [6 empty] | #N/A | #N/A | #N/A | #N/A |  | #N/A |  |  |  |  | #N/A
| #N/A | #N/A | #N/A | #N/A |  |  |  | #N/A | #N/A | [6 empty] | #N/A | #N/A | #N/A | #N/A |  | #N/A |  |  |  |  | #N/A
| #N/A | #N/A | #N/A | #N/A |  |  |  | #N/A | #N/A | [6 empty] | #N/A | #N/A | #N/A | #N/A |  | #N/A |  |  |  |  | #N/A
| #N/A | #N/A | #N/A | #N/A |  |  |  | #N/A | #N/A | [6 empty] | #N/A | #N/A | #N/A | #N/A |  | #N/A |  |  |  |  | #N/A
| #N/A | #N/A | #N/A | #N/A |  |  |  | #N/A | #N/A | [6 empty] | #N/A | #N/A | #N/A | #N/A |  | #N/A |  |  |  |  | #N/A
| #N/A | #N/A | #N/A | #N/A |  |  |  | #N/A | #N/A | [6 empty] | #N/A | #N/A | #N/A | #N/A |  | #N/A |  |  |  |  | #N/A
| #N/A | #N/A | #N/A | #N/A |  |  |  | #N/A | #N/A | [6 empty] | #N/A | #N/A | #N/A | #N/A |  | #N/A |  |  |  |  | #N/A
| #N/A | #N/A | #N/A | #N/A |  |  |  | #N/A | #N/A | [6 empty] | #N/A | #N/A | #N/A | #N/A |  | #N/A |  |  |  |  | #N/A
| #N/A | #N/A | #N/A | #N/A |  |  |  | #N/A | #N/A | [6 empty] | #N/A | #N/A | #N/A | #N/A |  | #N/A |  |  |  |  | #N/A
| #N/A | #N/A | #N/A | #N/A |  |  |  | #N/A | #N/A | [6 empty] | #N/A | #N/A | #N/A | #N/A |  | #N/A |  |  |  |  | #N/A
| #N/A | #N/A | #N/A | #N/A |  |  |  | #N/A | #N/A | [6 empty] | #N/A | #N/A | #N/A | #N/A |  | #N/A |  |  |  |  | #N/A
| #N/A | #N/A | #N/A | #N/A |  |  |  | #N/A | #N/A | [6 empty] | #N/A | #N/A | #N/A | #N/A |  | #N/A |  |  |  |  | #N/A
| #N/A | #N/A | #N/A | #N/A |  |  |  | #N/A | #N/A | [6 empty] | #N/A | #N/A | #N/A | #N/A |  | #N/A |  |  |  |  | #N/A
| #N/A | #N/A | #N/A | #N/A |  |  |  | #N/A | #N/A | [6 empty] | #N/A | #N/A | #N/A | #N/A |  | #N/A |  |  |  |  | #N/A
| #N/A | #N/A | #N/A | #N/A |  |  |  | #N/A | #N/A | [6 empty] | #N/A | #N/A | #N/A | #N/A |  | #N/A |  |  |  |  | #N/A
| #N/A | #N/A | #N/A | #N/A |  |  |  | #N/A | #N/A | [6 empty] | #N/A | #N/A | #N/A | #N/A |  | #N/A |  |  |  |  | #N/A
| #N/A | #N/A | #N/A | #N/A |  |  |  | #N/A | #N/A | [6 empty] | #N/A | #N/A | #N/A | #N/A |  | #N/A |  |  |  |  | #N/A
| #N/A | #N/A | #N/A | #N/A |  |  |  | #N/A | #N/A | [6 empty] | #N/A | #N/A | #N/A | #N/A |  | #N/A |  |  |  |  | #N/A
| #N/A | #N/A | #N/A | #N/A |  |  |  | #N/A | #N/A | [6 empty] | #N/A | #N/A | #N/A | #N/A |  | #N/A |  |  |  |  | #N/A
| #N/A | #N/A | #N/A | #N/A |  |  |  | #N/A | #N/A | [6 empty] | #N/A | #N/A | #N/A | #N/A |  | #N/A |  |  |  |  | #N/A
| #N/A | #N/A | #N/A | #N/A |  |  |  | #N/A | #N/A | [6 empty] | #N/A | #N/A | #N/A | #N/A |  | #N/A |  |  |  |  | #N/A
| #N/A | #N/A | #N/A | #N/A |  |  |  | #N/A | #N/A | [6 empty] | #N/A | #N/A | #N/A | #N/A |  | #N/A |  |  |  |  | #N/A
| #N/A | #N/A | #N/A | #N/A |  |  |  | #N/A | #N/A | [6 empty] | #N/A | #N/A | #N/A | #N/A |  | #N/A |  |  |  |  | #N/A
| #N/A | #N/A | #N/A | #N/A |  |  |  | #N/A | #N/A | [6 empty] | #N/A | #N/A | #N/A | #N/A |  | #N/A |  |  |  |  | #N/A
| #N/A | #N/A | #N/A | #N/A |  |  |  | #N/A | #N/A | [6 empty] | #N/A | #N/A | #N/A | #N/A |  | #N/A |  |  |  |  | #N/A
| #N/A | #N/A | #N/A | #N/A |  |  |  | #N/A | #N/A | [6 empty] | #N/A | #N/A | #N/A | #N/A |  | #N/A |  |  |  |  | #N/A
| #N/A | #N/A | #N/A | #N/A |  |  |  | #N/A | #N/A | [6 empty] | #N/A | #N/A | #N/A | #N/A |  | #N/A |  |  |  |  | #N/A
| #N/A | #N/A | #N/A | #N/A |  |  |  | #N/A | #N/A | [6 empty] | #N/A | #N/A | #N/A | #N/A |  | #N/A |  |  |  |  | #N/A
| #N/A | #N/A | #N/A | #N/A |  |  |  | #N/A | #N/A | [6 empty] | #N/A | #N/A | #N/A | #N/A |  | #N/A |  |  |  |  | #N/A
| #N/A | #N/A | #N/A | #N/A |  |  |  | #N/A | #N/A | [6 empty] | #N/A | #N/A | #N/A | #N/A |  | #N/A |  |  |  |  | #N/A
| #N/A | #N/A | #N/A | #N/A |  |  |  | #N/A | #N/A | [6 empty] | #N/A | #N/A | #N/A | #N/A |  | #N/A |  |  |  |  | #N/A
| #N/A | #N/A | #N/A | #N/A |  |  |  | #N/A | #N/A | [6 empty] | #N/A | #N/A | #N/A | #N/A |  | #N/A |  |  |  |  | #N/A
| #N/A | #N/A | #N/A | #N/A |  |  |  | #N/A | #N/A | [6 empty] | #N/A | #N/A | #N/A | #N/A |  | #N/A |  |  |  |  | #N/A
| #N/A | #N/A | #N/A | #N/A |  |  |  | #N/A | #N/A | [6 empty] | #N/A | #N/A | #N/A | #N/A |  | #N/A |  |  |  |  | #N/A
| #N/A | #N/A | #N/A | #N/A |  |  |  | #N/A | #N/A | [6 empty] | #N/A | #N/A | #N/A | #N/A |  | #N/A |  |  |  |  | #N/A
| #N/A | #N/A | #N/A | #N/A |  |  |  | #N/A | #N/A | [6 empty] | #N/A | #N/A | #N/A | #N/A |  | #N/A |  |  |  |  | #N/A
| #N/A | #N/A | #N/A | #N/A |  |  |  | #N/A | #N/A | [6 empty] | #N/A | #N/A | #N/A | #N/A |  | #N/A |  |  |  |  | #N/A
| #N/A | #N/A | #N/A | #N/A |  |  |  | #N/A | #N/A | [6 empty] | #N/A | #N/A | #N/A | #N/A |  | #N/A |  |  |  |  | #N/A
| #N/A | #N/A | #N/A | #N/A |  |  |  | #N/A | #N/A | [6 empty] | #N/A | #N/A | #N/A | #N/A |  | #N/A |  |  |  |  | #N/A
| #N/A | #N/A | #N/A | #N/A |  |  |  | #N/A | #N/A | [6 empty] | #N/A | #N/A | #N/A | #N/A |  | #N/A |  |  |  |  | #N/A
| #N/A | #N/A | #N/A | #N/A |  |  |  | #N/A | #N/A | [6 empty] | #N/A | #N/A | #N/A | #N/A |  | #N/A |  |  |  |  | #N/A
| #N/A | #N/A | #N/A | #N/A |  |  |  | #N/A | #N/A | [6 empty] | #N/A | #N/A | #N/A | #N/A |  | #N/A |  |  |  |  | #N/A
| #N/A | #N/A | #N/A | #N/A |  |  |  | #N/A | #N/A | [6 empty] | #N/A | #N/A | #N/A | #N/A |  | #N/A |  |  |  |  | #N/A
| #N/A | #N/A | #N/A | #N/A |  |  |  | #N/A | #N/A | [6 empty] | #N/A | #N/A | #N/A | #N/A |  | #N/A |  |  |  |  | #N/A
| #N/A | #N/A | #N/A | #N/A |  |  |  | #N/A | #N/A | [6 empty] | #N/A | #N/A | #N/A | #N/A |  | #N/A |  |  |  |  | #N/A
| #N/A | #N/A | #N/A | #N/A |  |  |  | #N/A | #N/A | [6 empty] | #N/A | #N/A | #N/A | #N/A |  | #N/A |  |  |  |  | #N/A
| #N/A | #N/A | #N/A | #N/A |  |  |  | #N/A | #N/A | [6 empty] | #N/A | #N/A | #N/A | #N/A |  | #N/A |  |  |  |  | #N/A
| #N/A | #N/A | #N/A | #N/A |  |  |  | #N/A | #N/A | [6 empty] | #N/A | #N/A | #N/A | #N/A |  | #N/A |  |  |  |  | #N/A
| #N/A | #N/A | #N/A | #N/A |  |  |  | #N/A | #N/A | [6 empty] | #N/A | #N/A | #N/A | #N/A |  | #N/A |  |  |  |  | #N/A
| #N/A | #N/A | #N/A | #N/A |  |  |  | #N/A | #N/A | [6 empty] | #N/A | #N/A | #N/A | #N/A |  | #N/A |  |  |  |  | #N/A
| #N/A | #N/A | #N/A | #N/A |  |  |  | #N/A | #N/A | [6 empty] | #N/A | #N/A | #N/A | #N/A |  | #N/A |  |  |  |  | #N/A
| #N/A | #N/A | #N/A | #N/A |  |  |  | #N/A | #N/A | [6 empty] | #N/A | #N/A | #N/A | #N/A |  | #N/A |  |  |  |  | #N/A
| #N/A | #N/A | #N/A | #N/A |  |  |  | #N/A | #N/A | [6 empty] | #N/A | #N/A | #N/A | #N/A |  | #N/A |  |  |  |  | #N/A
| #N/A | #N/A | #N/A | #N/A |  |  |  | #N/A | #N/A | [6 empty] | #N/A | #N/A | #N/A | #N/A |  | #N/A |  |  |  |  | #N/A
| #N/A | #N/A | #N/A | #N/A |  |  |  | #N/A | #N/A | [6 empty] | #N/A | #N/A | #N/A | #N/A |  | #N/A |  |  |  |  | #N/A
| #N/A | #N/A | #N/A | #N/A |  |  |  | #N/A | #N/A | [6 empty] | #N/A | #N/A | #N/A | #N/A |  | #N/A |  |  |  |  | #N/A
| #N/A | #N/A | #N/A | #N/A |  |  |  | #N/A | #N/A | [6 empty] | #N/A | #N/A | #N/A | #N/A |  | #N/A |  |  |  |  | #N/A
| #N/A | #N/A | #N/A | #N/A |  |  |  | #N/A | #N/A | [6 empty] | #N/A | #N/A | #N/A | #N/A |  | #N/A |  |  |  |  | #N/A
| #N/A | #N/A | #N/A | #N/A |  |  |  | #N/A | #N/A | [6 empty] | #N/A | #N/A | #N/A | #N/A |  | #N/A |  |  |  |  | #N/A
| #N/A | #N/A | #N/A | #N/A |  |  |  | #N/A | #N/A | [6 empty] | #N/A | #N/A | #N/A | #N/A |  | #N/A |  |  |  |  | #N/A
| #N/A | #N/A | #N/A | #N/A |  |  |  | #N/A | #N/A | [6 empty] | #N/A | #N/A | #N/A | #N/A |  | #N/A |  |  |  |  | #N/A
| #N/A | #N/A | #N/A | #N/A |  |  |  | #N/A | #N/A | [6 empty] | #N/A | #N/A | #N/A | #N/A |  | #N/A |  |  |  |  | #N/A
| #N/A | #N/A | #N/A | #N/A |  |  |  | #N/A | #N/A | [6 empty] | #N/A | #N/A | #N/A | #N/A |  | #N/A |  |  |  |  | #N/A
| #N/A | #N/A | #N/A | #N/A |  |  |  | #N/A | #N/A | [6 empty] | #N/A | #N/A | #N/A | #N/A |  | #N/A |  |  |  |  | #N/A
| #N/A | #N/A | #N/A | #N/A |  |  |  | #N/A | #N/A | [6 empty] | #N/A | #N/A | #N/A | #N/A |  | #N/A |  |  |  |  | #N/A
| #N/A | #N/A | #N/A | #N/A |  |  |  | #N/A | #N/A | [6 empty] | #N/A | #N/A | #N/A | #N/A |  | #N/A |  |  |  |  | #N/A
| #N/A | #N/A | #N/A | #N/A |  |  |  | #N/A | #N/A | [6 empty] | #N/A | #N/A | #N/A | #N/A |  | #N/A |  |  |  |  | #N/A
| #N/A | #N/A | #N/A | #N/A |  |  |  | #N/A | #N/A | [6 empty] | #N/A | #N/A | #N/A | #N/A |  | #N/A |  |  |  |  | #N/A
| #N/A | #N/A | #N/A | #N/A |  |  |  | #N/A | #N/A | [6 empty] | #N/A | #N/A | #N/A | #N/A |  | #N/A |  |  |  |  | #N/A
| #N/A | #N/A | #N/A | #N/A |  |  |  | #N/A | #N/A | [6 empty] | #N/A | #N/A | #N/A | #N/A |  | #N/A |  |  |  |  | #N/A
| #N/A | #N/A | #N/A | #N/A |  |  |  | #N/A | #N/A | [6 empty] | #N/A | #N/A | #N/A | #N/A |  | #N/A |  |  |  |  | #N/A
| #N/A | #N/A | #N/A | #N/A |  |  |  | #N/A | #N/A | [6 empty] | #N/A | #N/A | #N/A | #N/A |  | #N/A |  |  |  |  | #N/A
| #N/A | #N/A | #N/A | #N/A |  |  |  | #N/A | #N/A | [6 empty] | #N/A | #N/A | #N/A | #N/A |  | #N/A |  |  |  |  | #N/A
| #N/A | #N/A | #N/A | #N/A |  |  |  | #N/A | #N/A | [6 empty] | #N/A | #N/A | #N/A | #N/A |  | #N/A |  |  |  |  | #N/A
| #N/A | #N/A | #N/A | #N/A |  |  |  | #N/A | #N/A | [6 empty] | #N/A | #N/A | #N/A | #N/A |  | #N/A |  |  |  |  | #N/A
| #N/A | #N/A | #N/A | #N/A |  |  |  | #N/A | #N/A | [6 empty] | #N/A | #N/A | #N/A | #N/A |  | #N/A |  |  |  |  | #N/A
| #N/A | #N/A | #N/A | #N/A |  |  |  | #N/A | #N/A | [6 empty] | #N/A | #N/A | #N/A | #N/A |  | #N/A |  |  |  |  | #N/A
| #N/A | #N/A | #N/A | #N/A |  |  |  | #N/A | #N/A | [6 empty] | #N/A | #N/A | #N/A | #N/A |  | #N/A |  |  |  |  | #N/A
| #N/A | #N/A | #N/A | #N/A |  |  |  | #N/A | #N/A | [6 empty] | #N/A | #N/A | #N/A | #N/A |  | #N/A |  |  |  |  | #N/A
| #N/A | #N/A | #N/A | #N/A |  |  |  | #N/A | #N/A | [6 empty] | #N/A | #N/A | #N/A | #N/A |  | #N/A |  |  |  |  | #N/A
| #N/A | #N/A | #N/A | #N/A |  |  |  | #N/A | #N/A | [6 empty] | #N/A | #N/A | #N/A | #N/A |  | #N/A |  |  |  |  | #N/A
| #N/A | #N/A | #N/A | #N/A |  |  |  | #N/A | #N/A | [6 empty] | #N/A | #N/A | #N/A | #N/A |  | #N/A |  |  |  |  | #N/A
| #N/A | #N/A | #N/A | #N/A |  |  |  | #N/A | #N/A | [6 empty] | #N/A | #N/A | #N/A | #N/A |  | #N/A |  |  |  |  | #N/A
| #N/A | #N/A | #N/A | #N/A |  |  |  | #N/A | #N/A | [6 empty] | #N/A | #N/A | #N/A | #N/A |  | #N/A |  |  |  |  | #N/A
| #N/A | #N/A | #N/A | #N/A |  |  |  | #N/A | #N/A | [6 empty] | #N/A | #N/A | #N/A | #N/A |  | #N/A |  |  |  |  | #N/A
| #N/A | #N/A | #N/A | #N/A |  |  |  | #N/A | #N/A | [6 empty] | #N/A | #N/A | #N/A | #N/A |  | #N/A |  |  |  |  | #N/A
| #N/A | #N/A | #N/A | #N/A |  |  |  | #N/A | #N/A | [6 empty] | #N/A | #N/A | #N/A | #N/A |  | #N/A |  |  |  |  | #N/A
| #N/A | #N/A | #N/A | #N/A |  |  |  | #N/A | #N/A | [6 empty] | #N/A | #N/A | #N/A | #N/A |  | #N/A |  |  |  |  | #N/A
| #N/A | #N/A | #N/A | #N/A |  |  |  | #N/A | #N/A | [6 empty] | #N/A | #N/A | #N/A | #N/A |  | #N/A |  |  |  |  | #N/A
| #N/A | #N/A | #N/A | #N/A |  |  |  | #N/A | #N/A | [6 empty] | #N/A | #N/A | #N/A | #N/A |  | #N/A |  |  |  |  | #N/A
| #N/A | #N/A | #N/A | #N/A |  |  |  | #N/A | #N/A | [6 empty] | #N/A | #N/A | #N/A | #N/A |  | #N/A |  |  |  |  | #N/A
| #N/A | #N/A | #N/A | #N/A |  |  |  | #N/A | #N/A | [6 empty] | #N/A | #N/A | #N/A | #N/A |  | #N/A |  |  |  |  | #N/A
| #N/A | #N/A | #N/A | #N/A |  |  |  | #N/A | #N/A | [6 empty] | #N/A | #N/A | #N/A | #N/A |  | #N/A |  |  |  |  | #N/A
| #N/A | #N/A | #N/A | #N/A |  |  |  | #N/A | #N/A | [6 empty] | #N/A | #N/A | #N/A | #N/A |  | #N/A |  |  |  |  | #N/A
| #N/A | #N/A | #N/A | #N/A |  |  |  | #N/A | #N/A | [6 empty] | #N/A | #N/A | #N/A | #N/A |  | #N/A |  |  |  |  | #N/A
| #N/A | #N/A | #N/A | #N/A |  |  |  | #N/A | #N/A | [6 empty] | #N/A | #N/A | #N/A | #N/A |  | #N/A |  |  |  |  | #N/A
| #N/A | #N/A | #N/A | #N/A |  |  |  | #N/A | #N/A | [6 empty] | #N/A | #N/A | #N/A | #N/A |  | #N/A |  |  |  |  | #N/A
| #N/A | #N/A | #N/A | #N/A |  |  |  | #N/A | #N/A | [6 empty] | #N/A | #N/A | #N/A | #N/A |  | #N/A |  |  |  |  | #N/A
| #N/A | #N/A | #N/A | #N/A |  |  |  | #N/A | #N/A | [6 empty] | #N/A | #N/A | #N/A | #N/A |  | #N/A |  |  |  |  | #N/A
| #N/A | #N/A | #N/A | #N/A |  |  |  | #N/A | #N/A | [6 empty] | #N/A | #N/A | #N/A | #N/A |  | #N/A |  |  |  |  | #N/A
| #N/A | #N/A | #N/A | #N/A |  |  |  | #N/A | #N/A | [6 empty] | #N/A | #N/A | #N/A | #N/A |  | #N/A |  |  |  |  | #N/A
| #N/A | #N/A | #N/A | #N/A |  |  |  | #N/A | #N/A | [6 empty] | #N/A | #N/A | #N/A | #N/A |  | #N/A |  |  |  |  | #N/A
| #N/A | #N/A | #N/A | #N/A |  |  |  | #N/A | #N/A | [6 empty] | #N/A | #N/A | #N/A | #N/A |  | #N/A |  |  |  |  | #N/A
| #N/A | #N/A | #N/A | #N/A |  |  |  | #N/A | #N/A | [6 empty] | #N/A | #N/A | #N/A | #N/A |  | #N/A |  |  |  |  | #N/A
| #N/A | #N/A | #N/A | #N/A |  |  |  | #N/A | #N/A | [6 empty] | #N/A | #N/A | #N/A | #N/A |  | #N/A |  |  |  |  | #N/A
| #N/A | #N/A | #N/A | #N/A |  |  |  | #N/A | #N/A | [6 empty] | #N/A | #N/A | #N/A | #N/A |  | #N/A |  |  |  |  | #N/A
| #N/A | #N/A | #N/A | #N/A |  |  |  | #N/A | #N/A | [6 empty] | #N/A | #N/A | #N/A | #N/A |  | #N/A |  |  |  |  | #N/A
| #N/A | #N/A | #N/A | #N/A |  |  |  | #N/A | #N/A | [6 empty] | #N/A | #N/A | #N/A | #N/A |  | #N/A |  |  |  |  | #N/A
| #N/A | #N/A | #N/A | #N/A |  |  |  | #N/A | #N/A | [6 empty] | #N/A | #N/A | #N/A | #N/A |  | #N/A |  |  |  |  | #N/A
| #N/A | #N/A | #N/A | #N/A |  |  |  | #N/A | #N/A | [6 empty] | #N/A | #N/A | #N/A | #N/A |  | #N/A |  |  |  |  | #N/A
| #N/A | #N/A | #N/A | #N/A |  |  |  | #N/A | #N/A | [6 empty] | #N/A | #N/A | #N/A | #N/A |  | #N/A |  |  |  |  | #N/A
| #N/A | #N/A | #N/A | #N/A |  |  |  | #N/A | #N/A | [6 empty] | #N/A | #N/A | #N/A | #N/A |  | #N/A |  |  |  |  | #N/A
| #N/A | #N/A | #N/A | #N/A |  |  |  | #N/A | #N/A | [6 empty] | #N/A | #N/A | #N/A | #N/A |  | #N/A |  |  |  |  | #N/A
| #N/A | #N/A | #N/A | #N/A |  |  |  | #N/A | #N/A | [6 empty] | #N/A | #N/A | #N/A | #N/A |  | #N/A |  |  |  |  | #N/A
| #N/A | #N/A | #N/A | #N/A |  |  |  | #N/A | #N/A | [6 empty] | #N/A | #N/A | #N/A | #N/A |  | #N/A |  |  |  |  | #N/A
| #N/A | #N/A | #N/A | #N/A |  |  |  | #N/A | #N/A | [6 empty] | #N/A | #N/A | #N/A | #N/A |  | #N/A |  |  |  |  | #N/A
| #N/A | #N/A | #N/A | #N/A |  |  |  | #N/A | #N/A | [6 empty] | #N/A | #N/A | #N/A | #N/A |  | #N/A |  |  |  |  | #N/A
| #N/A | #N/A | #N/A | #N/A |  |  |  | #N/A | #N/A | [6 empty] | #N/A | #N/A | #N/A | #N/A |  | #N/A |  |  |  |  | #N/A
| #N/A | #N/A | #N/A | #N/A |  |  |  | #N/A | #N/A | [6 empty] | #N/A | #N/A | #N/A | #N/A |  | #N/A |  |  |  |  | #N/A
| #N/A | #N/A | #N/A | #N/A |  |  |  | #N/A | #N/A | [6 empty] | #N/A | #N/A | #N/A | #N/A |  | #N/A |  |  |  |  | #N/A
| #N/A | #N/A | #N/A | #N/A |  |  |  | #N/A | #N/A | [6 empty] | #N/A | #N/A | #N/A | #N/A |  | #N/A |  |  |  |  | #N/A
| #N/A | #N/A | #N/A | #N/A |  |  |  | #N/A | #N/A | [6 empty] | #N/A | #N/A | #N/A | #N/A |  | #N/A |  |  |  |  | #N/A
| #N/A | #N/A | #N/A | #N/A |  |  |  | #N/A | #N/A | [6 empty] | #N/A | #N/A | #N/A | #N/A |  | #N/A |  |  |  |  | #N/A
| #N/A | #N/A | #N/A | #N/A |  |  |  | #N/A | #N/A | [6 empty] | #N/A | #N/A | #N/A | #N/A |  | #N/A |  |  |  |  | #N/A
| #N/A | #N/A | #N/A | #N/A |  |  |  | #N/A | #N/A | [6 empty] | #N/A | #N/A | #N/A | #N/A |  | #N/A |  |  |  |  | #N/A
| #N/A | #N/A | #N/A | #N/A |  |  |  | #N/A | #N/A | [6 empty] | #N/A | #N/A | #N/A | #N/A |  | #N/A |  |  |  |  | #N/A
| #N/A | #N/A | #N/A | #N/A |  |  |  | #N/A | #N/A | [6 empty] | #N/A | #N/A | #N/A | #N/A |  | #N/A |  |  |  |  | #N/A
| #N/A | #N/A | #N/A | #N/A |  |  |  | #N/A | #N/A | [6 empty] | #N/A | #N/A | #N/A | #N/A |  | #N/A |  |  |  |  | #N/A
| #N/A | #N/A | #N/A | #N/A |  |  |  | #N/A | #N/A | [6 empty] | #N/A | #N/A | #N/A | #N/A |  | #N/A |  |  |  |  | #N/A
| #N/A | #N/A | #N/A | #N/A |  |  |  | #N/A | #N/A | [6 empty] | #N/A | #N/A | #N/A | #N/A |  | #N/A |  |  |  |  | #N/A
| #N/A | #N/A | #N/A | #N/A |  |  |  | #N/A | #N/A | [6 empty] | #N/A | #N/A | #N/A | #N/A |  | #N/A |  |  |  |  | #N/A
| #N/A | #N/A | #N/A | #N/A |  |  |  | #N/A | #N/A | [6 empty] | #N/A | #N/A | #N/A | #N/A |  | #N/A |  |  |  |  | #N/A
| #N/A | #N/A | #N/A | #N/A |  |  |  | #N/A | #N/A | [6 empty] | #N/A | #N/A | #N/A | #N/A |  | #N/A |  |  |  |  | #N/A
| #N/A | #N/A | #N/A | #N/A |  |  |  | #N/A | #N/A | [6 empty] | #N/A | #N/A | #N/A | #N/A |  | #N/A |  |  |  |  | #N/A
| #N/A | #N/A | #N/A | #N/A |  |  |  | #N/A | #N/A | [6 empty] | #N/A | #N/A | #N/A | #N/A |  | #N/A |  |  |  |  | #N/A
| #N/A | #N/A | #N/A | #N/A |  |  |  | #N/A | #N/A | [6 empty] | #N/A | #N/A | #N/A | #N/A |  | #N/A |  |  |  |  | #N/A
| #N/A | #N/A | #N/A | #N/A |  |  |  | #N/A | #N/A | [6 empty] | #N/A | #N/A | #N/A | #N/A |  | #N/A |  |  |  |  | #N/A
| #N/A | #N/A | #N/A | #N/A |  |  |  | #N/A | #N/A | [6 empty] | #N/A | #N/A | #N/A | #N/A |  | #N/A |  |  |  |  | #N/A
| #N/A | #N/A | #N/A | #N/A |  |  |  | #N/A | #N/A | [6 empty] | #N/A | #N/A | #N/A | #N/A |  | #N/A |  |  |  |  | #N/A
| #N/A | #N/A | #N/A | #N/A |  |  |  | #N/A | #N/A | [6 empty] | #N/A | #N/A | #N/A | #N/A |  | #N/A |  |  |  |  | #N/A
| #N/A | #N/A | #N/A | #N/A |  |  |  | #N/A | #N/A | [6 empty] | #N/A | #N/A | #N/A | #N/A |  | #N/A |  |  |  |  | #N/A
| #N/A | #N/A | #N/A | #N/A |  |  |  | #N/A | #N/A | [6 empty] | #N/A | #N/A | #N/A | #N/A |  | #N/A |  |  |  |  | #N/A
| #N/A | #N/A | #N/A | #N/A |  |  |  | #N/A | #N/A | [6 empty] | #N/A | #N/A | #N/A | #N/A |  | #N/A |  |  |  |  | #N/A
| #N/A | #N/A | #N/A | #N/A |  |  |  | #N/A | #N/A | [6 empty] | #N/A | #N/A | #N/A | #N/A |  | #N/A |  |  |  |  | #N/A
| #N/A | #N/A | #N/A | #N/A |  |  |  | #N/A | #N/A | [6 empty] | #N/A | #N/A | #N/A | #N/A |  | #N/A |  |  |  |  | #N/A
| #N/A | #N/A | #N/A | #N/A |  |  |  | #N/A | #N/A | [6 empty] | #N/A | #N/A | #N/A | #N/A |  | #N/A |  |  |  |  | #N/A
| #N/A | #N/A | #N/A | #N/A |  |  |  | #N/A | #N/A | [6 empty] | #N/A | #N/A | #N/A | #N/A |  | #N/A |  |  |  |  | #N/A
| #N/A | #N/A | #N/A | #N/A |  |  |  | #N/A | #N/A | [6 empty] | #N/A | #N/A | #N/A | #N/A |  | #N/A |  |  |  |  | #N/A
| #N/A | #N/A | #N/A | #N/A |  |  |  | #N/A | #N/A | [6 empty] | #N/A | #N/A | #N/A | #N/A |  | #N/A |  |  |  |  | #N/A
| #N/A | #N/A | #N/A | #N/A |  |  |  | #N/A | #N/A | [6 empty] | #N/A | #N/A | #N/A | #N/A |  | #N/A |  |  |  |  | #N/A
| #N/A | #N/A | #N/A | #N/A |  |  |  | #N/A | #N/A | [6 empty] | #N/A | #N/A | #N/A | #N/A |  | #N/A |  |  |  |  | #N/A
| #N/A | #N/A | #N/A | #N/A |  |  |  | #N/A | #N/A | [6 empty] | #N/A | #N/A | #N/A | #N/A |  | #N/A |  |  |  |  | #N/A
| #N/A | #N/A | #N/A | #N/A |  |  |  | #N/A | #N/A | [6 empty] | #N/A | #N/A | #N/A | #N/A |  | #N/A |  |  |  |  | #N/A
| #N/A | #N/A | #N/A | #N/A |  |  |  | #N/A | #N/A | [6 empty] | #N/A | #N/A | #N/A | #N/A |  | #N/A |  |  |  |  | #N/A
| #N/A | #N/A | #N/A | #N/A |  |  |  | #N/A | #N/A | [6 empty] | #N/A | #N/A | #N/A | #N/A |  | #N/A |  |  |  |  | #N/A
| #N/A | #N/A | #N/A | #N/A |  |  |  | #N/A | #N/A | [6 empty] | #N/A | #N/A | #N/A | #N/A |  | #N/A |  |  |  |  | #N/A
| #N/A | #N/A | #N/A | #N/A |  |  |  | #N/A | #N/A | [6 empty] | #N/A | #N/A | #N/A | #N/A |  | #N/A |  |  |  |  | #N/A
| #N/A | #N/A | #N/A | #N/A |  |  |  | #N/A | #N/A | [6 empty] | #N/A | #N/A | #N/A | #N/A |  | #N/A |  |  |  |  | #N/A
| #N/A | #N/A | #N/A | #N/A |  |  |  | #N/A | #N/A | [6 empty] | #N/A | #N/A | #N/A | #N/A |  | #N/A |  |  |  |  | #N/A
| #N/A | #N/A | #N/A | #N/A |  |  |  | #N/A | #N/A | [6 empty] | #N/A | #N/A | #N/A | #N/A |  | #N/A |  |  |  |  | #N/A
| #N/A | #N/A | #N/A | #N/A |  |  |  | #N/A | #N/A | [6 empty] | #N/A | #N/A | #N/A | #N/A |  | #N/A |  |  |  |  | #N/A
| #N/A | #N/A | #N/A | #N/A |  |  |  | #N/A | #N/A | [6 empty] | #N/A | #N/A | #N/A | #N/A |  | #N/A |  |  |  |  | #N/A
| #N/A | #N/A | #N/A | #N/A |  |  |  | #N/A | #N/A | [6 empty] | #N/A | #N/A | #N/A | #N/A |  | #N/A |  |  |  |  | #N/A
| #N/A | #N/A | #N/A | #N/A |  |  |  | #N/A | #N/A | [6 empty] | #N/A | #N/A | #N/A | #N/A |  | #N/A |  |  |  |  | #N/A
| #N/A | #N/A | #N/A | #N/A |  |  |  | #N/A | #N/A | [6 empty] | #N/A | #N/A | #N/A | #N/A |  | #N/A |  |  |  |  | #N/A
| #N/A | #N/A | #N/A | #N/A |  |  |  | #N/A | #N/A | [6 empty] | #N/A | #N/A | #N/A | #N/A |  | #N/A |  |  |  |  | #N/A
| #N/A | #N/A | #N/A | #N/A |  |  |  | #N/A | #N/A | [6 empty] | #N/A | #N/A | #N/A | #N/A |  | #N/A |  |  |  |  | #N/A
| #N/A | #N/A | #N/A | #N/A |  |  |  | #N/A | #N/A | [6 empty] | #N/A | #N/A | #N/A | #N/A |  | #N/A |  |  |  |  | #N/A
| #N/A | #N/A | #N/A | #N/A |  |  |  | #N/A | #N/A | [6 empty] | #N/A | #N/A | #N/A | #N/A |  | #N/A |  |  |  |  | #N/A
| #N/A | #N/A | #N/A | #N/A |  |  |  | #N/A | #N/A | [6 empty] | #N/A | #N/A | #N/A | #N/A |  | #N/A |  |  |  |  | #N/A
| #N/A | #N/A | #N/A | #N/A |  |  |  | #N/A | #N/A | [6 empty] | #N/A | #N/A | #N/A | #N/A |  | #N/A |  |  |  |  | #N/A
| #N/A | #N/A | #N/A | #N/A |  |  |  | #N/A | #N/A | [6 empty] | #N/A | #N/A | #N/A | #N/A |  | #N/A |  |  |  |  | #N/A
| #N/A | #N/A | #N/A | #N/A |  |  |  | #N/A | #N/A | [6 empty] | #N/A | #N/A | #N/A | #N/A |  | #N/A |  |  |  |  | #N/A
| #N/A | #N/A | #N/A | #N/A |  |  |  | #N/A | #N/A | [6 empty] | #N/A | #N/A | #N/A | #N/A |  | #N/A |  |  |  |  | #N/A
| #N/A | #N/A | #N/A | #N/A |  |  |  | #N/A | #N/A | [6 empty] | #N/A | #N/A | #N/A | #N/A |  | #N/A |  |  |  |  | #N/A
| #N/A | #N/A | #N/A | #N/A |  |  |  | #N/A | #N/A | [6 empty] | #N/A | #N/A | #N/A | #N/A |  | #N/A |  |  |  |  | #N/A
| #N/A | #N/A | #N/A | #N/A |  |  |  | #N/A | #N/A | [6 empty] | #N/A | #N/A | #N/A | #N/A |  | #N/A |  |  |  |  | #N/A
| #N/A | #N/A | #N/A | #N/A |  |  |  | #N/A | #N/A | [6 empty] | #N/A | #N/A | #N/A | #N/A |  | #N/A |  |  |  |  | #N/A
| #N/A | #N/A | #N/A | #N/A |  |  |  | #N/A | #N/A | [6 empty] | #N/A | #N/A | #N/A | #N/A |  | #N/A |  |  |  |  | #N/A
| #N/A | #N/A | #N/A | #N/A |  |  |  | #N/A | #N/A | [6 empty] | #N/A | #N/A | #N/A | #N/A |  | #N/A |  |  |  |  | #N/A
| #N/A | #N/A | #N/A | #N/A |  |  |  | #N/A | #N/A | [6 empty] | #N/A | #N/A | #N/A | #N/A |  | #N/A |  |  |  |  | #N/A
| #N/A | #N/A | #N/A | #N/A |  |  |  | #N/A | #N/A | [6 empty] | #N/A | #N/A | #N/A | #N/A |  | #N/A |  |  |  |  | #N/A
| #N/A | #N/A | #N/A | #N/A |  |  |  | #N/A | #N/A | [6 empty] | #N/A | #N/A | #N/A | #N/A |  | #N/A |  |  |  |  | #N/A
| #N/A | #N/A | #N/A | #N/A |  |  |  | #N/A | #N/A | [6 empty] | #N/A | #N/A | #N/A | #N/A |  | #N/A |  |  |  |  | #N/A
| #N/A | #N/A | #N/A | #N/A |  |  |  | #N/A | #N/A | [6 empty] | #N/A | #N/A | #N/A | #N/A |  | #N/A |  |  |  |  | #N/A
| #N/A | #N/A | #N/A | #N/A |  |  |  | #N/A | #N/A | [6 empty] | #N/A | #N/A | #N/A | #N/A |  | #N/A |  |  |  |  | #N/A
| #N/A | #N/A | #N/A | #N/A |  |  |  | #N/A | #N/A | [6 empty] | #N/A | #N/A | #N/A | #N/A |  | #N/A |  |  |  |  | #N/A
| #N/A | #N/A | #N/A | #N/A |  |  |  | #N/A | #N/A | [6 empty] | #N/A | #N/A | #N/A | #N/A |  | #N/A |  |  |  |  | #N/A
| #N/A | #N/A | #N/A | #N/A |  |  |  | #N/A | #N/A | [6 empty] | #N/A | #N/A | #N/A | #N/A |  | #N/A |  |  |  |  | #N/A
| #N/A | #N/A | #N/A | #N/A |  |  |  | #N/A | #N/A | [6 empty] | #N/A | #N/A | #N/A | #N/A |  | #N/A |  |  |  |  | #N/A
| #N/A | #N/A | #N/A | #N/A |  |  |  | #N/A | #N/A | [6 empty] | #N/A | #N/A | #N/A | #N/A |  | #N/A |  |  |  |  | #N/A
| #N/A | #N/A | #N/A | #N/A |  |  |  | #N/A | #N/A | [6 empty] | #N/A | #N/A | #N/A | #N/A |  | #N/A |  |  |  |  | #N/A
| #N/A | #N/A | #N/A | #N/A |  |  |  | #N/A | #N/A | [6 empty] | #N/A | #N/A | #N/A | #N/A |  | #N/A |  |  |  |  | #N/A
| #N/A | #N/A | #N/A | #N/A |  |  |  | #N/A | #N/A | [6 empty] | #N/A | #N/A | #N/A | #N/A |  | #N/A |  |  |  |  | #N/A
| #N/A | #N/A | #N/A | #N/A |  |  |  | #N/A | #N/A | [6 empty] | #N/A | #N/A | #N/A | #N/A |  | #N/A |  |  |  |  | #N/A
| #N/A | #N/A | #N/A | #N/A |  |  |  | #N/A | #N/A | [6 empty] | #N/A | #N/A | #N/A | #N/A |  | #N/A |  |  |  |  | #N/A
| #N/A | #N/A | #N/A | #N/A |  |  |  | #N/A | #N/A | [6 empty] | #N/A | #N/A | #N/A | #N/A |  | #N/A |  |  |  |  | #N/A
| #N/A | #N/A | #N/A | #N/A |  |  |  | #N/A | #N/A | [6 empty] | #N/A | #N/A | #N/A | #N/A |  | #N/A |  |  |  |  | #N/A
| #N/A | #N/A | #N/A | #N/A |  |  |  | #N/A | #N/A | [6 empty] | #N/A | #N/A | #N/A | #N/A |  | #N/A |  |  |  |  | #N/A
| #N/A | #N/A | #N/A | #N/A |  |  |  | #N/A | #N/A | [6 empty] | #N/A | #N/A | #N/A | #N/A |  | #N/A |  |  |  |  | #N/A
| #N/A | #N/A | #N/A | #N/A |  |  |  | #N/A | #N/A | [6 empty] | #N/A | #N/A | #N/A | #N/A |  | #N/A |  |  |  |  | #N/A
| #N/A | #N/A | #N/A | #N/A |  |  |  | #N/A | #N/A | [6 empty] | #N/A | #N/A | #N/A | #N/A |  | #N/A |  |  |  |  | #N/A
| #N/A | #N/A | #N/A | #N/A |  |  |  | #N/A | #N/A | [6 empty] | #N/A | #N/A | #N/A | #N/A |  | #N/A |  |  |  |  | #N/A
| #N/A | #N/A | #N/A | #N/A |  |  |  | #N/A | #N/A | [6 empty] | #N/A | #N/A | #N/A | #N/A |  | #N/A |  |  |  |  | #N/A
| #N/A | #N/A | #N/A | #N/A |  |  |  | #N/A | #N/A | [6 empty] | #N/A | #N/A | #N/A | #N/A |  | #N/A |  |  |  |  | #N/A
| #N/A | #N/A | #N/A | #N/A |  |  |  | #N/A | #N/A | [6 empty] | #N/A | #N/A | #N/A | #N/A |  | #N/A |  |  |  |  | #N/A
| #N/A | #N/A | #N/A | #N/A |  |  |  | #N/A | #N/A | [6 empty] | #N/A | #N/A | #N/A | #N/A |  | #N/A |  |  |  |  | #N/A
| #N/A | #N/A | #N/A | #N/A |  |  |  | #N/A | #N/A | [6 empty] | #N/A | #N/A | #N/A | #N/A |  | #N/A |  |  |  |  | #N/A
| #N/A | #N/A | #N/A | #N/A |  |  |  | #N/A | #N/A | [6 empty] | #N/A | #N/A | #N/A | #N/A |  | #N/A |  |  |  |  | #N/A
| #N/A | #N/A | #N/A | #N/A |  |  |  | #N/A | #N/A | [6 empty] | #N/A | #N/A | #N/A | #N/A |  | #N/A |  |  |  |  | #N/A
| #N/A | #N/A | #N/A | #N/A |  |  |  | #N/A | #N/A | [6 empty] | #N/A | #N/A | #N/A | #N/A |  | #N/A |  |  |  |  | #N/A
| #N/A | #N/A | #N/A | #N/A |  |  |  | #N/A | #N/A | [6 empty] | #N/A | #N/A | #N/A | #N/A |  | #N/A |  |  |  |  | #N/A
| #N/A | #N/A | #N/A | #N/A |  |  |  | #N/A | #N/A | [6 empty] | #N/A | #N/A | #N/A | #N/A |  | #N/A |  |  |  |  | #N/A
| #N/A | #N/A | #N/A | #N/A |  |  |  | #N/A | #N/A | [6 empty] | #N/A | #N/A | #N/A | #N/A |  | #N/A |  |  |  |  | #N/A
| #N/A | #N/A | #N/A | #N/A |  |  |  | #N/A | #N/A | [6 empty] | #N/A | #N/A | #N/A | #N/A |  | #N/A |  |  |  |  | #N/A
| #N/A | #N/A | #N/A | #N/A |  |  |  | #N/A | #N/A | [6 empty] | #N/A | #N/A | #N/A | #N/A |  | #N/A |  |  |  |  | #N/A
| #N/A | #N/A | #N/A | #N/A |  |  |  | #N/A | #N/A | [6 empty] | #N/A | #N/A | #N/A | #N/A |  | #N/A |  |  |  |  | #N/A
| #N/A | #N/A | #N/A | #N/A |  |  |  | #N/A | #N/A | [6 empty] | #N/A | #N/A | #N/A | #N/A |  | #N/A |  |  |  |  | #N/A
| #N/A | #N/A | #N/A | #N/A |  |  |  | #N/A | #N/A | [6 empty] | #N/A | #N/A | #N/A | #N/A |  | #N/A |  |  |  |  | #N/A
| #N/A | #N/A | #N/A | #N/A |  |  |  | #N/A | #N/A | [6 empty] | #N/A | #N/A | #N/A | #N/A |  | #N/A |  |  |  |  | #N/A
| #N/A | #N/A | #N/A | #N/A |  |  |  | #N/A | #N/A | [6 empty] | #N/A | #N/A | #N/A | #N/A |  | #N/A |  |  |  |  | #N/A
| #N/A | #N/A | #N/A | #N/A |  |  |  | #N/A | #N/A | [6 empty] | #N/A | #N/A | #N/A | #N/A |  | #N/A |  |  |  |  | #N/A
| #N/A | #N/A | #N/A | #N/A |  |  |  | #N/A | #N/A | [6 empty] | #N/A | #N/A | #N/A | #N/A |  | #N/A |  |  |  |  | #N/A
| #N/A | #N/A | #N/A | #N/A |  |  |  | #N/A | #N/A | [6 empty] | #N/A | #N/A | #N/A | #N/A |  | #N/A |  |  |  |  | #N/A
| #N/A | #N/A | #N/A | #N/A |  |  |  | #N/A | #N/A | [6 empty] | #N/A | #N/A | #N/A | #N/A |  | #N/A |  |  |  |  | #N/A
| #N/A | #N/A | #N/A | #N/A |  |  |  | #N/A | #N/A | [6 empty] | #N/A | #N/A | #N/A | #N/A |  | #N/A |  |  |  |  | #N/A
| #N/A | #N/A | #N/A | #N/A |  |  |  | #N/A | #N/A | [6 empty] | #N/A | #N/A | #N/A | #N/A |  | #N/A |  |  |  |  | #N/A
| #N/A | #N/A | #N/A | #N/A |  |  |  | #N/A | #N/A | [6 empty] | #N/A | #N/A | #N/A | #N/A |  | #N/A |  |  |  |  | #N/A
| #N/A | #N/A | #N/A | #N/A |  |  |  | #N/A | #N/A | [6 empty] | #N/A | #N/A | #N/A | #N/A |  | #N/A |  |  |  |  | #N/A
| #N/A | #N/A | #N/A | #N/A |  |  |  | #N/A | #N/A | [6 empty] | #N/A | #N/A | #N/A | #N/A |  | #N/A |  |  |  |  | #N/A
| #N/A | #N/A | #N/A | #N/A |  |  |  | #N/A | #N/A | [6 empty] | #N/A | #N/A | #N/A | #N/A |  | #N/A |  |  |  |  | #N/A
| #N/A | #N/A | #N/A | #N/A |  |  |  | #N/A | #N/A | [6 empty] | #N/A | #N/A | #N/A | #N/A |  | #N/A |  |  |  |  | #N/A
| #N/A | #N/A | #N/A | #N/A |  |  |  | #N/A | #N/A | [6 empty] | #N/A | #N/A | #N/A | #N/A |  | #N/A |  |  |  |  | #N/A
| #N/A | #N/A | #N/A | #N/A |  |  |  | #N/A | #N/A | [6 empty] | #N/A | #N/A | #N/A | #N/A |  | #N/A |  |  |  |  | #N/A
| #N/A | #N/A | #N/A | #N/A |  |  |  | #N/A | #N/A | [6 empty] | #N/A | #N/A | #N/A | #N/A |  | #N/A |  |  |  |  | #N/A
| #N/A | #N/A | #N/A | #N/A |  |  |  | #N/A | #N/A | [6 empty] | #N/A | #N/A | #N/A | #N/A |  | #N/A |  |  |  |  | #N/A
| #N/A | #N/A | #N/A | #N/A |  |  |  | #N/A | #N/A | [6 empty] | #N/A | #N/A | #N/A | #N/A |  | #N/A |  |  |  |  | #N/A
| #N/A | #N/A | #N/A | #N/A |  |  |  | #N/A | #N/A | [6 empty] | #N/A | #N/A | #N/A | #N/A |  | #N/A |  |  |  |  | #N/A
| #N/A | #N/A | #N/A | #N/A |  |  |  | #N/A | #N/A | [6 empty] | #N/A | #N/A | #N/A | #N/A |  | #N/A |  |  |  |  | #N/A
| #N/A | #N/A | #N/A | #N/A |  |  |  | #N/A | #N/A | [6 empty] | #N/A | #N/A | #N/A | #N/A |  | #N/A |  |  |  |  | #N/A
| #N/A | #N/A | #N/A | #N/A |  |  |  | #N/A | #N/A | [6 empty] | #N/A | #N/A | #N/A | #N/A |  | #N/A |  |  |  |  | #N/A
| #N/A | #N/A | #N/A | #N/A |  |  |  | #N/A | #N/A | [6 empty] | #N/A | #N/A | #N/A | #N/A |  | #N/A |  |  |  |  | #N/A
| #N/A | #N/A | #N/A | #N/A |  |  |  | #N/A | #N/A | [6 empty] | #N/A | #N/A | #N/A | #N/A |  | #N/A |  |  |  |  | #N/A
| #N/A | #N/A | #N/A | #N/A |  |  |  | #N/A | #N/A | [6 empty] | #N/A | #N/A | #N/A | #N/A |  | #N/A |  |  |  |  | #N/A
| #N/A | #N/A | #N/A | #N/A |  |  |  | #N/A | #N/A | [6 empty] | #N/A | #N/A | #N/A | #N/A |  | #N/A |  |  |  |  | #N/A
| #N/A | #N/A | #N/A | #N/A |  |  |  | #N/A | #N/A | [6 empty] | #N/A | #N/A | #N/A | #N/A |  | #N/A |  |  |  |  | #N/A
| #N/A | #N/A | #N/A | #N/A |  |  |  | #N/A | #N/A | [6 empty] | #N/A | #N/A | #N/A | #N/A |  | #N/A |  |  |  |  | #N/A
| #N/A | #N/A | #N/A | #N/A |  |  |  | #N/A | #N/A | [6 empty] | #N/A | #N/A | #N/A | #N/A |  | #N/A |  |  |  |  | #N/A
| #N/A | #N/A | #N/A | #N/A |  |  |  | #N/A | #N/A | [6 empty] | #N/A | #N/A | #N/A | #N/A |  | #N/A |  |  |  |  | #N/A
| #N/A | #N/A | #N/A | #N/A |  |  |  | #N/A | #N/A | [6 empty] | #N/A | #N/A | #N/A | #N/A |  | #N/A |  |  |  |  | #N/A
| #N/A | #N/A | #N/A | #N/A |  |  |  | #N/A | #N/A | [6 empty] | #N/A | #N/A | #N/A | #N/A |  | #N/A |  |  |  |  | #N/A
| #N/A | #N/A | #N/A | #N/A |  |  |  | #N/A | #N/A | [6 empty] | #N/A | #N/A | #N/A | #N/A |  | #N/A |  |  |  |  | #N/A
| #N/A | #N/A | #N/A | #N/A |  |  |  | #N/A | #N/A | [6 empty] | #N/A | #N/A | #N/A | #N/A |  | #N/A |  |  |  |  | #N/A
| #N/A | #N/A | #N/A | #N/A |  |  |  | #N/A | #N/A | [6 empty] | #N/A | #N/A | #N/A | #N/A |  | #N/A |  |  |  |  | #N/A
| #N/A | #N/A | #N/A | #N/A |  |  |  | #N/A | #N/A | [6 empty] | #N/A | #N/A | #N/A | #N/A |  | #N/A |  |  |  |  | #N/A
| #N/A | #N/A | #N/A | #N/A |  |  |  | #N/A | #N/A | [6 empty] | #N/A | #N/A | #N/A | #N/A |  | #N/A |  |  |  |  | #N/A
| #N/A | #N/A | #N/A | #N/A |  |  |  | #N/A | #N/A | [6 empty] | #N/A | #N/A | #N/A | #N/A |  | #N/A |  |  |  |  | #N/A
| #N/A | #N/A | #N/A | #N/A |  |  |  | #N/A | #N/A | [6 empty] | #N/A | #N/A | #N/A | #N/A |  | #N/A |  |  |  |  | #N/A
| #N/A | #N/A | #N/A | #N/A |  |  |  | #N/A | #N/A | [6 empty] | #N/A | #N/A | #N/A | #N/A |  | #N/A |  |  |  |  | #N/A
| #N/A | #N/A | #N/A | #N/A |  |  |  | #N/A | #N/A | [6 empty] | #N/A | #N/A | #N/A | #N/A |  | #N/A |  |  |  |  | #N/A
| #N/A | #N/A | #N/A | #N/A |  |  |  | #N/A | #N/A | [6 empty] | #N/A | #N/A | #N/A | #N/A |  | #N/A |  |  |  |  | #N/A
| #N/A | #N/A | #N/A | #N/A |  |  |  | #N/A | #N/A | [6 empty] | #N/A | #N/A | #N/A | #N/A |  | #N/A |  |  |  |  | #N/A
| #N/A | #N/A | #N/A | #N/A |  |  |  | #N/A | #N/A | [6 empty] | #N/A | #N/A | #N/A | #N/A |  | #N/A |  |  |  |  | #N/A
| #N/A | #N/A | #N/A | #N/A |  |  |  | #N/A | #N/A | [6 empty] | #N/A | #N/A | #N/A | #N/A |  | #N/A |  |  |  |  | #N/A
| #N/A | #N/A | #N/A | #N/A |  |  |  | #N/A | #N/A | [6 empty] | #N/A | #N/A | #N/A | #N/A |  | #N/A |  |  |  |  | #N/A
| #N/A | #N/A | #N/A | #N/A |  |  |  | #N/A | #N/A | [6 empty] | #N/A | #N/A | #N/A | #N/A |  | #N/A |  |  |  |  | #N/A
| #N/A | #N/A | #N/A | #N/A |  |  |  | #N/A | #N/A | [6 empty] | #N/A | #N/A | #N/A | #N/A |  | #N/A |  |  |  |  | #N/A
| #N/A | #N/A | #N/A | #N/A |  |  |  | #N/A | #N/A | [6 empty] | #N/A | #N/A | #N/A | #N/A |  | #N/A |  |  |  |  | #N/A
| #N/A | #N/A | #N/A | #N/A |  |  |  | #N/A | #N/A | [6 empty] | #N/A | #N/A | #N/A | #N/A |  | #N/A |  |  |  |  | #N/A
| #N/A | #N/A | #N/A | #N/A |  |  |  | #N/A | #N/A | [6 empty] | #N/A | #N/A | #N/A | #N/A |  | #N/A |  |  |  |  | #N/A
| #N/A | #N/A | #N/A | #N/A |  |  |  | #N/A | #N/A | [6 empty] | #N/A | #N/A | #N/A | #N/A |  | #N/A |  |  |  |  | #N/A
| #N/A | #N/A | #N/A | #N/A |  |  |  | #N/A | #N/A | [6 empty] | #N/A | #N/A | #N/A | #N/A |  | #N/A |  |  |  |  | #N/A
| #N/A | #N/A | #N/A | #N/A |  |  |  | #N/A | #N/A | [6 empty] | #N/A | #N/A | #N/A | #N/A |  | #N/A |  |  |  |  | #N/A
| #N/A | #N/A | #N/A | #N/A |  |  |  | #N/A | #N/A | [6 empty] | #N/A | #N/A | #N/A | #N/A |  | #N/A |  |  |  |  | #N/A
| #N/A | #N/A | #N/A | #N/A |  |  |  | #N/A | #N/A | [6 empty] | #N/A | #N/A | #N/A | #N/A |  | #N/A |  |  |  |  | #N/A
| #N/A | #N/A | #N/A | #N/A |  |  |  | #N/A | #N/A | [6 empty] | #N/A | #N/A | #N/A | #N/A |  | #N/A |  |  |  |  | #N/A
| #N/A | #N/A | #N/A | #N/A |  |  |  | #N/A | #N/A | [6 empty] | #N/A | #N/A | #N/A | #N/A |  | #N/A |  |  |  |  | #N/A
| #N/A | #N/A | #N/A | #N/A |  |  |  | #N/A | #N/A | [6 empty] | #N/A | #N/A | #N/A | #N/A |  | #N/A |  |  |  |  | #N/A
| #N/A | #N/A | #N/A | #N/A |  |  |  | #N/A | #N/A | [6 empty] | #N/A | #N/A | #N/A | #N/A |  | #N/A |  |  |  |  | #N/A
| #N/A | #N/A | #N/A | #N/A |  |  |  | #N/A | #N/A | [6 empty] | #N/A | #N/A | #N/A | #N/A |  | #N/A |  |  |  |  | #N/A
| #N/A | #N/A | #N/A | #N/A |  |  |  | #N/A | #N/A | [6 empty] | #N/A | #N/A | #N/A | #N/A |  | #N/A |  |  |  |  | #N/A
| #N/A | #N/A | #N/A | #N/A |  |  |  | #N/A | #N/A | [6 empty] | #N/A | #N/A | #N/A | #N/A |  | #N/A |  |  |  |  | #N/A
| #N/A | #N/A | #N/A | #N/A |  |  |  | #N/A | #N/A | [6 empty] | #N/A | #N/A | #N/A | #N/A |  | #N/A |  |  |  |  | #N/A
| #N/A | #N/A | #N/A | #N/A |  |  |  | #N/A | #N/A | [6 empty] | #N/A | #N/A | #N/A | #N/A |  | #N/A |  |  |  |  | #N/A
| #N/A | #N/A | #N/A | #N/A |  |  |  | #N/A | #N/A | [6 empty] | #N/A | #N/A | #N/A | #N/A |  | #N/A |  |  |  |  | #N/A
| #N/A | #N/A | #N/A | #N/A |  |  |  | #N/A | #N/A | [6 empty] | #N/A | #N/A | #N/A | #N/A |  | #N/A |  |  |  |  | #N/A
| #N/A | #N/A | #N/A | #N/A |  |  |  | #N/A | #N/A | [6 empty] | #N/A | #N/A | #N/A | #N/A |  | #N/A |  |  |  |  | #N/A
| #N/A | #N/A | #N/A | #N/A |  |  |  | #N/A | #N/A | [6 empty] | #N/A | #N/A | #N/A | #N/A |  | #N/A |  |  |  |  | #N/A
| #N/A | #N/A | #N/A | #N/A |  |  |  | #N/A | #N/A | [6 empty] | #N/A | #N/A | #N/A | #N/A |  | #N/A |  |  |  |  | #N/A
| #N/A | #N/A | #N/A | #N/A |  |  |  | #N/A | #N/A | [6 empty] | #N/A | #N/A | #N/A | #N/A |  | #N/A |  |  |  |  | #N/A
| #N/A | #N/A | #N/A | #N/A |  |  |  | #N/A | #N/A | [6 empty] | #N/A | #N/A | #N/A | #N/A |  | #N/A |  |  |  |  | #N/A
| #N/A | #N/A | #N/A | #N/A |  |  |  | #N/A | #N/A | [6 empty] | #N/A | #N/A | #N/A | #N/A |  | #N/A |  |  |  |  | #N/A
| #N/A | #N/A | #N/A | #N/A |  |  |  | #N/A | #N/A | [6 empty] | #N/A | #N/A | #N/A | #N/A |  | #N/A |  |  |  |  | #N/A
| #N/A | #N/A | #N/A | #N/A |  |  |  | #N/A | #N/A | [6 empty] | #N/A | #N/A | #N/A | #N/A |  | #N/A |  |  |  |  | #N/A
| #N/A | #N/A | #N/A | #N/A |  |  |  | #N/A | #N/A | [6 empty] | #N/A | #N/A | #N/A | #N/A |  | #N/A |  |  |  |  | #N/A
| #N/A | #N/A | #N/A | #N/A |  |  |  | #N/A | #N/A | [6 empty] | #N/A | #N/A | #N/A | #N/A |  | #N/A |  |  |  |  | #N/A
| #N/A | #N/A | #N/A | #N/A |  |  |  | #N/A | #N/A | [6 empty] | #N/A | #N/A | #N/A | #N/A |  | #N/A |  |  |  |  | #N/A
| #N/A | #N/A | #N/A | #N/A |  |  |  | #N/A | #N/A | [6 empty] | #N/A | #N/A | #N/A | #N/A |  | #N/A |  |  |  |  | #N/A
| #N/A | #N/A | #N/A | #N/A |  |  |  | #N/A | #N/A | [6 empty] | #N/A | #N/A | #N/A | #N/A |  | #N/A |  |  |  |  | #N/A
| #N/A | #N/A | #N/A | #N/A |  |  |  | #N/A | #N/A | [6 empty] | #N/A | #N/A | #N/A | #N/A |  | #N/A |  |  |  |  | #N/A
| #N/A | #N/A | #N/A | #N/A |  |  |  | #N/A | #N/A | [6 empty] | #N/A | #N/A | #N/A | #N/A |  | #N/A |  |  |  |  | #N/A
| #N/A | #N/A | #N/A | #N/A |  |  |  | #N/A | #N/A | [6 empty] | #N/A | #N/A | #N/A | #N/A |  | #N/A |  |  |  |  | #N/A
| #N/A | #N/A | #N/A | #N/A |  |  |  | #N/A | #N/A | [6 empty] | #N/A | #N/A | #N/A | #N/A |  | #N/A |  |  |  |  | #N/A
| #N/A | #N/A | #N/A | #N/A |  |  |  | #N/A | #N/A | [6 empty] | #N/A | #N/A | #N/A | #N/A |  | #N/A |  |  |  |  | #N/A
| #N/A | #N/A | #N/A | #N/A |  |  |  | #N/A | #N/A | [6 empty] | #N/A | #N/A | #N/A | #N/A |  | #N/A |  |  |  |  | #N/A
| #N/A | #N/A | #N/A | #N/A |  |  |  | #N/A | #N/A | [6 empty] | #N/A | #N/A | #N/A | #N/A |  | #N/A |  |  |  |  | #N/A
| #N/A | #N/A | #N/A | #N/A |  |  |  | #N/A | #N/A | [6 empty] | #N/A | #N/A | #N/A | #N/A |  | #N/A |  |  |  |  | #N/A
| #N/A | #N/A | #N/A | #N/A |  |  |  | #N/A | #N/A | [6 empty] | #N/A | #N/A | #N/A | #N/A |  | #N/A |  |  |  |  | #N/A
| #N/A | #N/A | #N/A | #N/A |  |  |  | #N/A | #N/A | [6 empty] | #N/A | #N/A | #N/A | #N/A |  | #N/A |  |  |  |  | #N/A
| #N/A | #N/A | #N/A | #N/A |  |  |  | #N/A | #N/A | [6 empty] | #N/A | #N/A | #N/A | #N/A |  | #N/A |  |  |  |  | #N/A
| #N/A | #N/A | #N/A | #N/A |  |  |  | #N/A | #N/A | [6 empty] | #N/A | #N/A | #N/A | #N/A |  | #N/A |  |  |  |  | #N/A
| #N/A | #N/A | #N/A | #N/A |  |  |  | #N/A | #N/A | [6 empty] | #N/A | #N/A | #N/A | #N/A |  | #N/A |  |  |  |  | #N/A
| #N/A | #N/A | #N/A | #N/A |  |  |  | #N/A | #N/A | [6 empty] | #N/A | #N/A | #N/A | #N/A |  | #N/A |  |  |  |  | #N/A
| #N/A | #N/A | #N/A | #N/A |  |  |  | #N/A | #N/A | [6 empty] | #N/A | #N/A | #N/A | #N/A |  | #N/A |  |  |  |  | #N/A
| #N/A | #N/A | #N/A | #N/A |  |  |  | #N/A | #N/A | [6 empty] | #N/A | #N/A | #N/A | #N/A |  | #N/A |  |  |  |  | #N/A
| #N/A | #N/A | #N/A | #N/A |  |  |  | #N/A | #N/A | [6 empty] | #N/A | #N/A | #N/A | #N/A |  | #N/A |  |  |  |  | #N/A
| #N/A | #N/A | #N/A | #N/A |  |  |  | #N/A | #N/A | [6 empty] | #N/A | #N/A | #N/A | #N/A |  | #N/A |  |  |  |  | #N/A
| #N/A | #N/A | #N/A | #N/A |  |  |  | #N/A | #N/A | [6 empty] | #N/A | #N/A | #N/A | #N/A |  | #N/A |  |  |  |  | #N/A
| #N/A | #N/A | #N/A | #N/A |  |  |  | #N/A | #N/A | [6 empty] | #N/A | #N/A | #N/A | #N/A |  | #N/A |  |  |  |  | #N/A
| #N/A | #N/A | #N/A | #N/A |  |  |  | #N/A | #N/A | [6 empty] | #N/A | #N/A | #N/A | #N/A |  | #N/A |  |  |  |  | #N/A
| #N/A | #N/A | #N/A | #N/A |  |  |  | #N/A | #N/A | [6 empty] | #N/A | #N/A | #N/A | #N/A |  | #N/A |  |  |  |  | #N/A
| #N/A | #N/A | #N/A | #N/A |  |  |  | #N/A | #N/A | [6 empty] | #N/A | #N/A | #N/A | #N/A |  | #N/A |  |  |  |  | #N/A
| #N/A | #N/A | #N/A | #N/A |  |  |  | #N/A | #N/A | [6 empty] | #N/A | #N/A | #N/A | #N/A |  | #N/A |  |  |  |  | #N/A
| #N/A | #N/A | #N/A | #N/A |  |  |  | #N/A | #N/A | [6 empty] | #N/A | #N/A | #N/A | #N/A |  | #N/A |  |  |  |  | #N/A
| #N/A | #N/A | #N/A | #N/A |  |  |  | #N/A | #N/A | [6 empty] | #N/A | #N/A | #N/A | #N/A |  | #N/A |  |  |  |  | #N/A
| #N/A | #N/A | #N/A | #N/A |  |  |  | #N/A | #N/A | [6 empty] | #N/A | #N/A | #N/A | #N/A |  | #N/A |  |  |  |  | #N/A
| #N/A | #N/A | #N/A | #N/A |  |  |  | #N/A | #N/A | [6 empty] | #N/A | #N/A | #N/A | #N/A |  | #N/A |  |  |  |  | #N/A
| #N/A | #N/A | #N/A | #N/A |  |  |  | #N/A | #N/A | [6 empty] | #N/A | #N/A | #N/A | #N/A |  | #N/A |  |  |  |  | #N/A
| #N/A | #N/A | #N/A | #N/A |  |  |  | #N/A | #N/A | [6 empty] | #N/A | #N/A | #N/A | #N/A |  | #N/A |  |  |  |  | #N/A
| #N/A | #N/A | #N/A | #N/A |  |  |  | #N/A | #N/A | [6 empty] | #N/A | #N/A | #N/A | #N/A |  | #N/A |  |  |  |  | #N/A
| #N/A | #N/A | #N/A | #N/A |  |  |  | #N/A | #N/A | [6 empty] | #N/A | #N/A | #N/A | #N/A |  | #N/A |  |  |  |  | #N/A
| #N/A | #N/A | #N/A | #N/A |  |  |  | #N/A | #N/A | [6 empty] | #N/A | #N/A | #N/A | #N/A |  | #N/A |  |  |  |  | #N/A
| #N/A | #N/A | #N/A | #N/A |  |  |  | #N/A | #N/A | [6 empty] | #N/A | #N/A | #N/A | #N/A |  | #N/A |  |  |  |  | #N/A
| #N/A | #N/A | #N/A | #N/A |  |  |  | #N/A | #N/A | [6 empty] | #N/A | #N/A | #N/A | #N/A |  | #N/A |  |  |  |  | #N/A
| #N/A | #N/A | #N/A | #N/A |  |  |  | #N/A | #N/A | [6 empty] | #N/A | #N/A | #N/A | #N/A |  | #N/A |  |  |  |  | #N/A
| #N/A | #N/A | #N/A | #N/A |  |  |  | #N/A | #N/A | [6 empty] | #N/A | #N/A | #N/A | #N/A |  | #N/A |  |  |  |  | #N/A
| #N/A | #N/A | #N/A | #N/A |  |  |  | #N/A | #N/A | [6 empty] | #N/A | #N/A | #N/A | #N/A |  | #N/A |  |  |  |  | #N/A
| #N/A | #N/A | #N/A | #N/A |  |  |  | #N/A | #N/A | [6 empty] | #N/A | #N/A | #N/A | #N/A |  | #N/A |  |  |  |  | #N/A
| #N/A | #N/A | #N/A | #N/A |  |  |  | #N/A | #N/A | [6 empty] | #N/A | #N/A | #N/A | #N/A |  | #N/A |  |  |  |  | #N/A
| #N/A | #N/A | #N/A | #N/A |  |  |  | #N/A | #N/A | [6 empty] | #N/A | #N/A | #N/A | #N/A |  | #N/A |  |  |  |  | #N/A
| #N/A | #N/A | #N/A | #N/A |  |  |  | #N/A | #N/A | [6 empty] | #N/A | #N/A | #N/A | #N/A |  | #N/A |  |  |  |  | #N/A
| #N/A | #N/A | #N/A | #N/A |  |  |  | #N/A | #N/A | [6 empty] | #N/A | #N/A | #N/A | #N/A |  | #N/A |  |  |  |  | #N/A
| #N/A | #N/A | #N/A | #N/A |  |  |  | #N/A | #N/A | [6 empty] | #N/A | #N/A | #N/A | #N/A |  | #N/A |  |  |  |  | #N/A
| #N/A | #N/A | #N/A | #N/A |  |  |  | #N/A | #N/A | [6 empty] | #N/A | #N/A | #N/A | #N/A |  | #N/A |  |  |  |  | #N/A
| #N/A | #N/A | #N/A | #N/A |  |  |  | #N/A | #N/A | [6 empty] | #N/A | #N/A | #N/A | #N/A |  | #N/A |  |  |  |  | #N/A
| #N/A | #N/A | #N/A | #N/A |  |  |  | #N/A | #N/A | [6 empty] | #N/A | #N/A | #N/A | #N/A |  | #N/A |  |  |  |  | #N/A
| #N/A | #N/A | #N/A | #N/A |  |  |  | #N/A | #N/A | [6 empty] | #N/A | #N/A | #N/A | #N/A |  | #N/A |  |  |  |  | #N/A
| #N/A | #N/A | #N/A | #N/A |  |  |  | #N/A | #N/A | [6 empty] | #N/A | #N/A | #N/A | #N/A |  | #N/A |  |  |  |  | #N/A
| #N/A | #N/A | #N/A | #N/A |  |  |  | #N/A | #N/A | [6 empty] | #N/A | #N/A | #N/A | #N/A |  | #N/A |  |  |  |  | #N/A
| #N/A | #N/A | #N/A | #N/A |  |  |  | #N/A | #N/A | [6 empty] | #N/A | #N/A | #N/A | #N/A |  | #N/A |  |  |  |  | #N/A
| #N/A | #N/A | #N/A | #N/A |  |  |  | #N/A | #N/A | [6 empty] | #N/A | #N/A | #N/A | #N/A |  | #N/A |  |  |  |  | #N/A
| #N/A | #N/A | #N/A | #N/A |  |  |  | #N/A | #N/A | [6 empty] | #N/A | #N/A | #N/A | #N/A |  | #N/A |  |  |  |  | #N/A
| #N/A | #N/A | #N/A | #N/A |  |  |  | #N/A | #N/A | [6 empty] | #N/A | #N/A | #N/A | #N/A |  | #N/A |  |  |  |  | #N/A
| #N/A | #N/A | #N/A | #N/A |  |  |  | #N/A | #N/A | [6 empty] | #N/A | #N/A | #N/A | #N/A |  | #N/A |  |  |  |  | #N/A
| #N/A | #N/A | #N/A | #N/A |  |  |  | #N/A | #N/A | [6 empty] | #N/A | #N/A | #N/A | #N/A |  | #N/A |  |  |  |  | #N/A
| #N/A | #N/A | #N/A | #N/A |  |  |  | #N/A | #N/A | [6 empty] | #N/A | #N/A | #N/A | #N/A |  | #N/A |  |  |  |  | #N/A
| #N/A | #N/A | #N/A | #N/A |  |  |  | #N/A | #N/A | [6 empty] | #N/A | #N/A | #N/A | #N/A |  | #N/A |  |  |  |  | #N/A
| #N/A | #N/A | #N/A | #N/A |  |  |  | #N/A | #N/A | [6 empty] | #N/A | #N/A | #N/A | #N/A |  | #N/A |  |  |  |  | #N/A
| #N/A | #N/A | #N/A | #N/A |  |  |  | #N/A | #N/A | [6 empty] | #N/A | #N/A | #N/A | #N/A |  | #N/A |  |  |  |  | #N/A
| #N/A | #N/A | #N/A | #N/A |  |  |  | #N/A | #N/A | [6 empty] | #N/A | #N/A | #N/A | #N/A |  | #N/A |  |  |  |  | #N/A
| #N/A | #N/A | #N/A | #N/A |  |  |  | #N/A | #N/A | [6 empty] | #N/A | #N/A | #N/A | #N/A |  | #N/A |  |  |  |  | #N/A
| #N/A | #N/A | #N/A | #N/A |  |  |  | #N/A | #N/A | [6 empty] | #N/A | #N/A | #N/A | #N/A |  | #N/A |  |  |  |  | #N/A
| #N/A | #N/A | #N/A | #N/A |  |  |  | #N/A | #N/A | [6 empty] | #N/A | #N/A | #N/A | #N/A |  | #N/A |  |  |  |  | #N/A
| #N/A | #N/A | #N/A | #N/A |  |  |  | #N/A | #N/A | [6 empty] | #N/A | #N/A | #N/A | #N/A |  | #N/A |  |  |  |  | #N/A
| #N/A | #N/A | #N/A | #N/A |  |  |  | #N/A | #N/A | [6 empty] | #N/A | #N/A | #N/A | #N/A |  | #N/A |  |  |  |  | #N/A
| #N/A | #N/A | #N/A | #N/A |  |  |  | #N/A | #N/A | [6 empty] | #N/A | #N/A | #N/A | #N/A |  | #N/A |  |  |  |  | #N/A
| #N/A | #N/A | #N/A | #N/A |  |  |  | #N/A | #N/A | [6 empty] | #N/A | #N/A | #N/A | #N/A |  | #N/A |  |  |  |  | #N/A
| #N/A | #N/A | #N/A | #N/A |  |  |  | #N/A | #N/A | [6 empty] | #N/A | #N/A | #N/A | #N/A |  | #N/A |  |  |  |  | #N/A
| #N/A | #N/A | #N/A | #N/A |  |  |  | #N/A | #N/A | [6 empty] | #N/A | #N/A | #N/A | #N/A |  | #N/A |  |  |  |  | #N/A
| #N/A | #N/A | #N/A | #N/A |  |  |  | #N/A | #N/A | [6 empty] | #N/A | #N/A | #N/A | #N/A |  | #N/A |  |  |  |  | #N/A
| #N/A | #N/A | #N/A | #N/A |  |  |  | #N/A | #N/A | [6 empty] | #N/A | #N/A | #N/A | #N/A |  | #N/A |  |  |  |  | #N/A
| #N/A | #N/A | #N/A | #N/A |  |  |  | #N/A | #N/A | [6 empty] | #N/A | #N/A | #N/A | #N/A |  | #N/A |  |  |  |  | #N/A
| #N/A | #N/A | #N/A | #N/A |  |  |  | #N/A | #N/A | [6 empty] | #N/A | #N/A | #N/A | #N/A |  | #N/A |  |  |  |  | #N/A
| #N/A | #N/A | #N/A | #N/A |  |  |  | #N/A | #N/A | [6 empty] | #N/A | #N/A | #N/A | #N/A |  | #N/A |  |  |  |  | #N/A
| #N/A | #N/A | #N/A | #N/A |  |  |  | #N/A | #N/A | [6 empty] | #N/A | #N/A | #N/A | #N/A |  | #N/A |  |  |  |  | #N/A
| #N/A | #N/A | #N/A | #N/A |  |  |  | #N/A | #N/A | [6 empty] | #N/A | #N/A | #N/A | #N/A |  | #N/A |  |  |  |  | #N/A
| #N/A | #N/A | #N/A | #N/A |  |  |  | #N/A | #N/A | [6 empty] | #N/A | #N/A | #N/A | #N/A |  | #N/A |  |  |  |  | #N/A
| #N/A | #N/A | #N/A | #N/A |  |  |  | #N/A | #N/A | [6 empty] | #N/A | #N/A | #N/A | #N/A |  | #N/A |  |  |  |  | #N/A
| #N/A | #N/A | #N/A | #N/A |  |  |  | #N/A | #N/A | [6 empty] | #N/A | #N/A | #N/A | #N/A |  | #N/A |  |  |  |  | #N/A
| #N/A | #N/A | #N/A | #N/A |  |  |  | #N/A | #N/A | [6 empty] | #N/A | #N/A | #N/A | #N/A |  | #N/A |  |  |  |  | #N/A
| #N/A | #N/A | #N/A | #N/A |  |  |  | #N/A | #N/A | [6 empty] | #N/A | #N/A | #N/A | #N/A |  | #N/A |  |  |  |  | #N/A
| #N/A | #N/A | #N/A | #N/A |  |  |  | #N/A | #N/A | [6 empty] | #N/A | #N/A | #N/A | #N/A |  | #N/A |  |  |  |  | #N/A
| #N/A | #N/A | #N/A | #N/A |  |  |  | #N/A | #N/A | [6 empty] | #N/A | #N/A | #N/A | #N/A |  | #N/A |  |  |  |  | #N/A
| #N/A | #N/A | #N/A | #N/A |  |  |  | #N/A | #N/A | [6 empty] | #N/A | #N/A | #N/A | #N/A |  | #N/A |  |  |  |  | #N/A
| #N/A | #N/A | #N/A | #N/A |  |  |  | #N/A | #N/A | [6 empty] | #N/A | #N/A | #N/A | #N/A |  | #N/A |  |  |  |  | #N/A
| #N/A | #N/A | #N/A | #N/A |  |  |  | #N/A | #N/A | [6 empty] | #N/A | #N/A | #N/A | #N/A |  | #N/A |  |  |  |  | #N/A
| #N/A | #N/A | #N/A | #N/A |  |  |  | #N/A | #N/A | [6 empty] | #N/A | #N/A | #N/A | #N/A |  | #N/A |  |  |  |  | #N/A
| #N/A | #N/A | #N/A | #N/A |  |  |  | #N/A | #N/A | [6 empty] | #N/A | #N/A | #N/A | #N/A |  | #N/A |  |  |  |  | #N/A
| #N/A | #N/A | #N/A | #N/A |  |  |  | #N/A | #N/A | [6 empty] | #N/A | #N/A | #N/A | #N/A |  | #N/A |  |  |  |  | #N/A
| #N/A | #N/A | #N/A | #N/A |  |  |  | #N/A | #N/A | [6 empty] | #N/A | #N/A | #N/A | #N/A |  | #N/A |  |  |  |  | #N/A
| #N/A | #N/A | #N/A | #N/A |  |  |  | #N/A | #N/A | [6 empty] | #N/A | #N/A | #N/A | #N/A |  | #N/A |  |  |  |  | #N/A
| #N/A | #N/A | #N/A | #N/A |  |  |  | #N/A | #N/A | [6 empty] | #N/A | #N/A | #N/A | #N/A |  | #N/A |  |  |  |  | #N/A
| #N/A | #N/A | #N/A | #N/A |  |  |  | #N/A | #N/A | [6 empty] | #N/A | #N/A | #N/A | #N/A |  | #N/A |  |  |  |  | #N/A
| #N/A | #N/A | #N/A | #N/A |  |  |  | #N/A | #N/A | [6 empty] | #N/A | #N/A | #N/A | #N/A |  | #N/A |  |  |  |  | #N/A
| #N/A | #N/A | #N/A | #N/A |  |  |  | #N/A | #N/A | [6 empty] | #N/A | #N/A | #N/A | #N/A |  | #N/A |  |  |  |  | #N/A
| #N/A | #N/A | #N/A | #N/A |  |  |  | #N/A | #N/A | [6 empty] | #N/A | #N/A | #N/A | #N/A |  | #N/A |  |  |  |  | #N/A
| #N/A | #N/A | #N/A | #N/A |  |  |  | #N/A | #N/A | [6 empty] | #N/A | #N/A | #N/A | #N/A |  | #N/A |  |  |  |  | #N/A
| #N/A | #N/A | #N/A | #N/A |  |  |  | #N/A | #N/A | [6 empty] | #N/A | #N/A | #N/A | #N/A |  | #N/A |  |  |  |  | #N/A
| #N/A | #N/A | #N/A | #N/A |  |  |  | #N/A | #N/A | [6 empty] | #N/A | #N/A | #N/A | #N/A |  | #N/A |  |  |  |  | #N/A
| #N/A | #N/A | #N/A | #N/A |  |  |  | #N/A | #N/A | [6 empty] | #N/A | #N/A | #N/A | #N/A |  | #N/A |  |  |  |  | #N/A
| #N/A | #N/A | #N/A | #N/A |  |  |  | #N/A | #N/A | [6 empty] | #N/A | #N/A | #N/A | #N/A |  | #N/A |  |  |  |  | #N/A
| #N/A | #N/A | #N/A | #N/A |  |  |  | #N/A | #N/A | [6 empty] | #N/A | #N/A | #N/A | #N/A |  | #N/A |  |  |  |  | #N/A
| #N/A | #N/A | #N/A | #N/A |  |  |  | #N/A | #N/A | [6 empty] | #N/A | #N/A | #N/A | #N/A |  | #N/A |  |  |  |  | #N/A
| #N/A | #N/A | #N/A | #N/A |  |  |  | #N/A | #N/A | [6 empty] | #N/A | #N/A | #N/A | #N/A |  | #N/A |  |  |  |  | #N/A
| #N/A | #N/A | #N/A | #N/A |  |  |  | #N/A | #N/A | [6 empty] | #N/A | #N/A | #N/A | #N/A |  | #N/A |  |  |  |  | #N/A
| #N/A | #N/A | #N/A | #N/A |  |  |  | #N/A | #N/A | [6 empty] | #N/A | #N/A | #N/A | #N/A |  | #N/A |  |  |  |  | #N/A
| #N/A | #N/A | #N/A | #N/A |  |  |  | #N/A | #N/A | [6 empty] | #N/A | #N/A | #N/A | #N/A |  | #N/A |  |  |  |  | #N/A
| #N/A | #N/A | #N/A | #N/A |  |  |  | #N/A | #N/A | [6 empty] | #N/A | #N/A | #N/A | #N/A |  | #N/A |  |  |  |  | #N/A
| #N/A | #N/A | #N/A | #N/A |  |  |  | #N/A | #N/A | [6 empty] | #N/A | #N/A | #N/A | #N/A |  | #N/A |  |  |  |  | #N/A
| #N/A | #N/A | #N/A | #N/A |  |  |  | #N/A | #N/A | [6 empty] | #N/A | #N/A | #N/A | #N/A |  | #N/A |  |  |  |  | #N/A
| #N/A | #N/A | #N/A | #N/A |  |  |  | #N/A | #N/A | [6 empty] | #N/A | #N/A | #N/A | #N/A |  | #N/A |  |  |  |  | #N/A
| #N/A | #N/A | #N/A | #N/A |  |  |  | #N/A | #N/A | [6 empty] | #N/A | #N/A | #N/A | #N/A |  | #N/A |  |  |  |  | #N/A
| #N/A | #N/A | #N/A | #N/A |  |  |  | #N/A | #N/A | [6 empty] | #N/A | #N/A | #N/A | #N/A |  | #N/A |  |  |  |  | #N/A
| #N/A | #N/A | #N/A | #N/A |  |  |  | #N/A | #N/A | [6 empty] | #N/A | #N/A | #N/A | #N/A |  | #N/A |  |  |  |  | #N/A
| #N/A | #N/A | #N/A | #N/A |  |  |  | #N/A | #N/A | [6 empty] | #N/A | #N/A | #N/A | #N/A |  | #N/A |  |  |  |  | #N/A
| #N/A | #N/A | #N/A | #N/A |  |  |  | #N/A | #N/A | [6 empty] | #N/A | #N/A | #N/A | #N/A |  | #N/A |  |  |  |  | #N/A
| #N/A | #N/A | #N/A | #N/A |  |  |  | #N/A | #N/A | [6 empty] | #N/A | #N/A | #N/A | #N/A |  | #N/A |  |  |  |  | #N/A
| #N/A | #N/A | #N/A | #N/A |  |  |  | #N/A | #N/A | [6 empty] | #N/A | #N/A | #N/A | #N/A |  | #N/A |  |  |  |  | #N/A
| #N/A | #N/A | #N/A | #N/A |  |  |  | #N/A | #N/A | [6 empty] | #N/A | #N/A | #N/A | #N/A |  | #N/A |  |  |  |  | #N/A
| #N/A | #N/A | #N/A | #N/A |  |  |  | #N/A | #N/A | [6 empty] | #N/A | #N/A | #N/A | #N/A |  | #N/A |  |  |  |  | #N/A
| #N/A | #N/A | #N/A | #N/A |  |  |  | #N/A | #N/A | [6 empty] | #N/A | #N/A | #N/A | #N/A |  | #N/A |  |  |  |  | #N/A
| #N/A | #N/A | #N/A | #N/A |  |  |  | #N/A | #N/A | [6 empty] | #N/A | #N/A | #N/A | #N/A |  | #N/A |  |  |  |  | #N/A
| #N/A | #N/A | #N/A | #N/A |  |  |  | #N/A | #N/A | [6 empty] | #N/A | #N/A | #N/A | #N/A |  | #N/A |  |  |  |  | #N/A
| #N/A | #N/A | #N/A | #N/A |  |  |  | #N/A | #N/A | [6 empty] | #N/A | #N/A | #N/A | #N/A |  | #N/A |  |  |  |  | #N/A
| #N/A | #N/A | #N/A | #N/A |  |  |  | #N/A | #N/A | [6 empty] | #N/A | #N/A | #N/A | #N/A |  | #N/A |  |  |  |  | #N/A
| #N/A | #N/A | #N/A | #N/A |  |  |  | #N/A | #N/A | [6 empty] | #N/A | #N/A | #N/A | #N/A |  | #N/A |  |  |  |  | #N/A
| #N/A | #N/A | #N/A | #N/A |  |  |  | #N/A | #N/A | [6 empty] | #N/A | #N/A | #N/A | #N/A |  | #N/A |  |  |  |  | #N/A
| #N/A | #N/A | #N/A | #N/A |  |  |  | #N/A | #N/A | [6 empty] | #N/A | #N/A | #N/A | #N/A |  | #N/A |  |  |  |  | #N/A
| #N/A | #N/A | #N/A | #N/A |  |  |  | #N/A | #N/A | [6 empty] | #N/A | #N/A | #N/A | #N/A |  | #N/A |  |  |  |  | #N/A
| #N/A | #N/A | #N/A | #N/A |  |  |  | #N/A | #N/A | [6 empty] | #N/A | #N/A | #N/A | #N/A |  | #N/A |  |  |  |  | #N/A
| #N/A | #N/A | #N/A | #N/A |  |  |  | #N/A | #N/A | [6 empty] | #N/A | #N/A | #N/A | #N/A |  | #N/A |  |  |  |  | #N/A
| #N/A | #N/A | #N/A | #N/A |  |  |  | #N/A | #N/A | [6 empty] | #N/A | #N/A | #N/A | #N/A |  | #N/A |  |  |  |  | #N/A
| #N/A | #N/A | #N/A | #N/A |  |  |  | #N/A | #N/A | [6 empty] | #N/A | #N/A | #N/A | #N/A |  | #N/A |  |  |  |  | #N/A
| #N/A | #N/A | #N/A | #N/A |  |  |  | #N/A | #N/A | [6 empty] | #N/A | #N/A | #N/A | #N/A |  | #N/A |  |  |  |  | #N/A
| #N/A | #N/A | #N/A | #N/A |  |  |  | #N/A | #N/A | [6 empty] | #N/A | #N/A | #N/A | #N/A |  | #N/A |  |  |  |  | #N/A
| #N/A | #N/A | #N/A | #N/A |  |  |  | #N/A | #N/A | [6 empty] | #N/A | #N/A | #N/A | #N/A |  | #N/A |  |  |  |  | #N/A
| #N/A | #N/A | #N/A | #N/A |  |  |  | #N/A | #N/A | [6 empty] | #N/A | #N/A | #N/A | #N/A |  | #N/A |  |  |  |  | #N/A
| #N/A | #N/A | #N/A | #N/A |  |  |  | #N/A | #N/A | [6 empty] | #N/A | #N/A | #N/A | #N/A |  | #N/A |  |  |  |  | #N/A
| #N/A | #N/A | #N/A | #N/A |  |  |  | #N/A | #N/A | [6 empty] | #N/A | #N/A | #N/A | #N/A |  | #N/A |  |  |  |  | #N/A
| #N/A | #N/A | #N/A | #N/A |  |  |  | #N/A | #N/A | [6 empty] | #N/A | #N/A | #N/A | #N/A |  | #N/A |  |  |  |  | #N/A
| #N/A | #N/A | #N/A | #N/A |  |  |  | #N/A | #N/A | [6 empty] | #N/A | #N/A | #N/A | #N/A |  | #N/A |  |  |  |  | #N/A
| #N/A | #N/A | #N/A | #N/A |  |  |  | #N/A | #N/A | [6 empty] | #N/A | #N/A | #N/A | #N/A |  | #N/A |  |  |  |  | #N/A
| #N/A | #N/A | #N/A | #N/A |  |  |  | #N/A | #N/A | [6 empty] | #N/A | #N/A | #N/A | #N/A |  | #N/A |  |  |  |  | #N/A
| #N/A | #N/A | #N/A | #N/A |  |  |  | #N/A | #N/A | [6 empty] | #N/A | #N/A | #N/A | #N/A |  | #N/A |  |  |  |  | #N/A
| #N/A | #N/A | #N/A | #N/A |  |  |  | #N/A | #N/A | [6 empty] | #N/A | #N/A | #N/A | #N/A |  | #N/A |  |  |  |  | #N/A
| #N/A | #N/A | #N/A | #N/A |  |  |  | #N/A | #N/A | [6 empty] | #N/A | #N/A | #N/A | #N/A |  | #N/A |  |  |  |  | #N/A
| #N/A | #N/A | #N/A | #N/A |  |  |  | #N/A | #N/A | [6 empty] | #N/A | #N/A | #N/A | #N/A |  | #N/A |  |  |  |  | #N/A
| #N/A | #N/A | #N/A | #N/A |  |  |  | #N/A | #N/A | [6 empty] | #N/A | #N/A | #N/A | #N/A |  | #N/A |  |  |  |  | #N/A
| #N/A | #N/A | #N/A | #N/A |  |  |  | #N/A | #N/A | [6 empty] | #N/A | #N/A | #N/A | #N/A |  | #N/A |  |  |  |  | #N/A
| #N/A | #N/A | #N/A | #N/A |  |  |  | #N/A | #N/A | [6 empty] | #N/A | #N/A | #N/A | #N/A |  | #N/A |  |  |  |  | #N/A
| #N/A | #N/A | #N/A | #N/A |  |  |  | #N/A | #N/A | [6 empty] | #N/A | #N/A | #N/A | #N/A |  | #N/A |  |  |  |  | #N/A
| #N/A | #N/A | #N/A | #N/A |  |  |  | #N/A | #N/A | [6 empty] | #N/A | #N/A | #N/A | #N/A |  | #N/A |  |  |  |  | #N/A
| #N/A | #N/A | #N/A | #N/A |  |  |  | #N/A | #N/A | [6 empty] | #N/A | #N/A | #N/A | #N/A |  | #N/A |  |  |  |  | #N/A
| #N/A | #N/A | #N/A | #N/A |  |  |  | #N/A | #N/A | [6 empty] | #N/A | #N/A | #N/A | #N/A |  | #N/A |  |  |  |  | #N/A
| #N/A | #N/A | #N/A | #N/A |  |  |  | #N/A | #N/A | [6 empty] | #N/A | #N/A | #N/A | #N/A |  | #N/A |  |  |  |  | #N/A
| #N/A | #N/A | #N/A | #N/A |  |  |  | #N/A | #N/A | [6 empty] | #N/A | #N/A | #N/A | #N/A |  | #N/A |  |  |  |  | #N/A
| #N/A | #N/A | #N/A | #N/A |  |  |  | #N/A | #N/A | [6 empty] | #N/A | #N/A | #N/A | #N/A |  | #N/A |  |  |  |  | #N/A
| #N/A | #N/A | #N/A | #N/A |  |  |  | #N/A | #N/A | [6 empty] | #N/A | #N/A | #N/A | #N/A |  | #N/A |  |  |  |  | #N/A
| #N/A | #N/A | #N/A | #N/A |  |  |  | #N/A | #N/A | [6 empty] | #N/A | #N/A | #N/A | #N/A |  | #N/A |  |  |  |  | #N/A
| #N/A | #N/A | #N/A | #N/A |  |  |  | #N/A | #N/A | [6 empty] | #N/A | #N/A | #N/A | #N/A |  | #N/A |  |  |  |  | #N/A
| #N/A | #N/A | #N/A | #N/A |  |  |  | #N/A | #N/A | [6 empty] | #N/A | #N/A | #N/A | #N/A |  | #N/A |  |  |  |  | #N/A
| #N/A | #N/A | #N/A | #N/A |  |  |  | #N/A | #N/A | [6 empty] | #N/A | #N/A | #N/A | #N/A |  | #N/A |  |  |  |  | #N/A
| #N/A | #N/A | #N/A | #N/A |  |  |  | #N/A | #N/A | [6 empty] | #N/A | #N/A | #N/A | #N/A |  | #N/A |  |  |  |  | #N/A
| #N/A | #N/A | #N/A | #N/A |  |  |  | #N/A | #N/A | [6 empty] | #N/A | #N/A | #N/A | #N/A |  | #N/A |  |  |  |  | #N/A
| #N/A | #N/A | #N/A | #N/A |  |  |  | #N/A | #N/A | [6 empty] | #N/A | #N/A | #N/A | #N/A |  | #N/A |  |  |  |  | #N/A
| #N/A | #N/A | #N/A | #N/A |  |  |  | #N/A | #N/A | [6 empty] | #N/A | #N/A | #N/A | #N/A |  | #N/A |  |  |  |  | #N/A
| #N/A | #N/A | #N/A | #N/A |  |  |  | #N/A | #N/A | [6 empty] | #N/A | #N/A | #N/A | #N/A |  | #N/A |  |  |  |  | #N/A
| #N/A | #N/A | #N/A | #N/A |  |  |  | #N/A | #N/A | [6 empty] | #N/A | #N/A | #N/A | #N/A |  | #N/A |  |  |  |  | #N/A
| #N/A | #N/A | #N/A | #N/A |  |  |  | #N/A | #N/A | [6 empty] | #N/A | #N/A | #N/A | #N/A |  | #N/A |  |  |  |  | #N/A
| #N/A | #N/A | #N/A | #N/A |  |  |  | #N/A | #N/A | [6 empty] | #N/A | #N/A | #N/A | #N/A |  | #N/A |  |  |  |  | #N/A
| #N/A | #N/A | #N/A | #N/A |  |  |  | #N/A | #N/A | [6 empty] | #N/A | #N/A | #N/A | #N/A |  | #N/A |  |  |  |  | #N/A
| #N/A | #N/A | #N/A | #N/A |  |  |  | #N/A | #N/A | [6 empty] | #N/A | #N/A | #N/A | #N/A |  | #N/A |  |  |  |  | #N/A
| #N/A | #N/A | #N/A | #N/A |  |  |  | #N/A | #N/A | [6 empty] | #N/A | #N/A | #N/A | #N/A |  | #N/A |  |  |  |  | #N/A
| #N/A | #N/A | #N/A | #N/A |  |  |  | #N/A | #N/A | [6 empty] | #N/A | #N/A | #N/A | #N/A |  | #N/A |  |  |  |  | #N/A
| #N/A | #N/A | #N/A | #N/A |  |  |  | #N/A | #N/A | [6 empty] | #N/A | #N/A | #N/A | #N/A |  | #N/A |  |  |  |  | #N/A
| #N/A | #N/A | #N/A | #N/A |  |  |  | #N/A | #N/A | [6 empty] | #N/A | #N/A | #N/A | #N/A |  | #N/A |  |  |  |  | #N/A
| #N/A | #N/A | #N/A | #N/A |  |  |  | #N/A | #N/A | [6 empty] | #N/A | #N/A | #N/A | #N/A |  | #N/A |  |  |  |  | #N/A
| #N/A | #N/A | #N/A | #N/A |  |  |  | #N/A | #N/A | [6 empty] | #N/A | #N/A | #N/A | #N/A |  | #N/A |  |  |  |  | #N/A
| #N/A | #N/A | #N/A | #N/A |  |  |  | #N/A | #N/A | [6 empty] | #N/A | #N/A | #N/A | #N/A |  | #N/A |  |  |  |  | #N/A
| #N/A | #N/A | #N/A | #N/A |  |  |  | #N/A | #N/A | [6 empty] | #N/A | #N/A | #N/A | #N/A |  | #N/A |  |  |  |  | #N/A
| #N/A | #N/A | #N/A | #N/A |  |  |  | #N/A | #N/A | [6 empty] | #N/A | #N/A | #N/A | #N/A |  | #N/A |  |  |  |  | #N/A
| #N/A | #N/A | #N/A | #N/A |  |  |  | #N/A | #N/A | [6 empty] | #N/A | #N/A | #N/A | #N/A |  | #N/A |  |  |  |  | #N/A
| #N/A | #N/A | #N/A | #N/A |  |  |  | #N/A | #N/A | [6 empty] | #N/A | #N/A | #N/A | #N/A |  | #N/A |  |  |  |  | #N/A
| #N/A | #N/A | #N/A | #N/A |  |  |  | #N/A | #N/A | [6 empty] | #N/A | #N/A | #N/A | #N/A |  | #N/A |  |  |  |  | #N/A
| #N/A | #N/A | #N/A | #N/A |  |  |  | #N/A | #N/A | [6 empty] | #N/A | #N/A | #N/A | #N/A |  | #N/A |  |  |  |  | #N/A
| #N/A | #N/A | #N/A | #N/A |  |  |  | #N/A | #N/A | [6 empty] | #N/A | #N/A | #N/A | #N/A |  | #N/A |  |  |  |  | #N/A
| #N/A | #N/A | #N/A | #N/A |  |  |  | #N/A | #N/A | [6 empty] | #N/A | #N/A | #N/A | #N/A |  | #N/A |  |  |  |  | #N/A
| #N/A | #N/A | #N/A | #N/A |  |  |  | #N/A | #N/A | [6 empty] | #N/A | #N/A | #N/A | #N/A |  | #N/A |  |  |  |  | #N/A
| #N/A | #N/A | #N/A | #N/A |  |  |  | #N/A | #N/A | [6 empty] | #N/A | #N/A | #N/A | #N/A |  | #N/A |  |  |  |  | #N/A
| #N/A | #N/A | #N/A | #N/A |  |  |  | #N/A | #N/A | [6 empty] | #N/A | #N/A | #N/A | #N/A |  | #N/A |  |  |  |  | #N/A
| #N/A | #N/A | #N/A | #N/A |  |  |  | #N/A | #N/A | [6 empty] | #N/A | #N/A | #N/A | #N/A |  | #N/A |  |  |  |  | #N/A
| #N/A | #N/A | #N/A | #N/A |  |  |  | #N/A | #N/A | [6 empty] | #N/A | #N/A | #N/A | #N/A |  | #N/A |  |  |  |  | #N/A
| #N/A | #N/A | #N/A | #N/A |  |  |  | #N/A | #N/A | [6 empty] | #N/A | #N/A | #N/A | #N/A |  | #N/A |  |  |  |  | #N/A
| #N/A | #N/A | #N/A | #N/A |  |  |  | #N/A | #N/A | [6 empty] | #N/A | #N/A | #N/A | #N/A |  | #N/A |  |  |  |  | #N/A
| #N/A | #N/A | #N/A | #N/A |  |  |  | #N/A | #N/A | [6 empty] | #N/A | #N/A | #N/A | #N/A |  | #N/A |  |  |  |  | #N/A
| #N/A | #N/A | #N/A | #N/A |  |  |  | #N/A | #N/A | [6 empty] | #N/A | #N/A | #N/A | #N/A |  | #N/A |  |  |  |  | #N/A
| #N/A | #N/A | #N/A | #N/A |  |  |  | #N/A | #N/A | [6 empty] | #N/A | #N/A | #N/A | #N/A |  | #N/A |  |  |  |  | #N/A
| #N/A | #N/A | #N/A | #N/A |  |  |  | #N/A | #N/A | [6 empty] | #N/A | #N/A | #N/A | #N/A |  | #N/A |  |  |  |  | #N/A
| #N/A | #N/A | #N/A | #N/A |  |  |  | #N/A | #N/A | [6 empty] | #N/A | #N/A | #N/A | #N/A |  | #N/A |  |  |  |  | #N/A
| #N/A | #N/A | #N/A | #N/A |  |  |  | #N/A | #N/A | [6 empty] | #N/A | #N/A | #N/A | #N/A |  | #N/A |  |  |  |  | #N/A
| #N/A | #N/A | #N/A | #N/A |  |  |  | #N/A | #N/A | [6 empty] | #N/A | #N/A | #N/A | #N/A |  | #N/A |  |  |  |  | #N/A
| #N/A | #N/A | #N/A | #N/A |  |  |  | #N/A | #N/A | [6 empty] | #N/A | #N/A | #N/A | #N/A |  | #N/A |  |  |  |  | #N/A
| #N/A | #N/A | #N/A | #N/A |  |  |  | #N/A | #N/A | [6 empty] | #N/A | #N/A | #N/A | #N/A |  | #N/A |  |  |  |  | #N/A
| #N/A | #N/A | #N/A | #N/A |  |  |  | #N/A | #N/A | [6 empty] | #N/A | #N/A | #N/A | #N/A |  | #N/A |  |  |  |  | #N/A
| #N/A | #N/A | #N/A | #N/A |  |  |  | #N/A | #N/A | [6 empty] | #N/A | #N/A | #N/A | #N/A |  | #N/A |  |  |  |  | #N/A
| #N/A | #N/A | #N/A | #N/A |  |  |  | #N/A | #N/A | [6 empty] | #N/A | #N/A | #N/A | #N/A |  | #N/A |  |  |  |  | #N/A
| #N/A | #N/A | #N/A | #N/A |  |  |  | #N/A | #N/A | [6 empty] | #N/A | #N/A | #N/A | #N/A |  | #N/A |  |  |  |  | #N/A
| #N/A | #N/A | #N/A | #N/A |  |  |  | #N/A | #N/A | [6 empty] | #N/A | #N/A | #N/A | #N/A |  | #N/A |  |  |  |  | #N/A
| #N/A | #N/A | #N/A | #N/A |  |  |  | #N/A | #N/A | [6 empty] | #N/A | #N/A | #N/A | #N/A |  | #N/A |  |  |  |  | #N/A
| #N/A | #N/A | #N/A | #N/A |  |  |  | #N/A | #N/A | [6 empty] | #N/A | #N/A | #N/A | #N/A |  | #N/A |  |  |  |  | #N/A
| #N/A | #N/A | #N/A | #N/A |  |  |  | #N/A | #N/A | [6 empty] | #N/A | #N/A | #N/A | #N/A |  | #N/A |  |  |  |  | #N/A
| #N/A | #N/A | #N/A | #N/A |  |  |  | #N/A | #N/A | [6 empty] | #N/A | #N/A | #N/A | #N/A |  | #N/A |  |  |  |  | #N/A
| #N/A | #N/A | #N/A | #N/A |  |  |  | #N/A | #N/A | [6 empty] | #N/A | #N/A | #N/A | #N/A |  | #N/A |  |  |  |  | #N/A
| #N/A | #N/A | #N/A | #N/A |  |  |  | #N/A | #N/A | [6 empty] | #N/A | #N/A | #N/A | #N/A |  | #N/A |  |  |  |  | #N/A
| #N/A | #N/A | #N/A | #N/A |  |  |  | #N/A | #N/A | [6 empty] | #N/A | #N/A | #N/A | #N/A |  | #N/A |  |  |  |  | #N/A
| #N/A | #N/A | #N/A | #N/A |  |  |  | #N/A | #N/A | [6 empty] | #N/A | #N/A | #N/A | #N/A |  | #N/A |  |  |  |  | #N/A
| #N/A | #N/A | #N/A | #N/A |  |  |  | #N/A | #N/A | [6 empty] | #N/A | #N/A | #N/A | #N/A |  | #N/A |  |  |  |  | #N/A
| #N/A | #N/A | #N/A | #N/A |  |  |  | #N/A | #N/A | [6 empty] | #N/A | #N/A | #N/A | #N/A |  | #N/A |  |  |  |  | #N/A
| #N/A | #N/A | #N/A | #N/A |  |  |  | #N/A | #N/A | [6 empty] | #N/A | #N/A | #N/A | #N/A |  | #N/A |  |  |  |  | #N/A
| #N/A | #N/A | #N/A | #N/A |  |  |  | #N/A | #N/A | [6 empty] | #N/A | #N/A | #N/A | #N/A |  | #N/A |  |  |  |  | #N/A
| #N/A | #N/A | #N/A | #N/A |  |  |  | #N/A | #N/A | [6 empty] | #N/A | #N/A | #N/A | #N/A |  | #N/A |  |  |  |  | #N/A
| #N/A | #N/A | #N/A | #N/A |  |  |  | #N/A | #N/A | [6 empty] | #N/A | #N/A | #N/A | #N/A |  | #N/A |  |  |  |  | #N/A
| #N/A | #N/A | #N/A | #N/A |  |  |  | #N/A | #N/A | [6 empty] | #N/A | #N/A | #N/A | #N/A |  | #N/A |  |  |  |  | #N/A
| #N/A | #N/A | #N/A | #N/A |  |  |  | #N/A | #N/A | [6 empty] | #N/A | #N/A | #N/A | #N/A |  | #N/A |  |  |  |  | #N/A
| #N/A | #N/A | #N/A | #N/A |  |  |  | #N/A | #N/A | [6 empty] | #N/A | #N/A | #N/A | #N/A |  | #N/A |  |  |  |  | #N/A
| #N/A | #N/A | #N/A | #N/A |  |  |  | #N/A | #N/A | [6 empty] | #N/A | #N/A | #N/A | #N/A |  | #N/A |  |  |  |  | #N/A
| #N/A | #N/A | #N/A | #N/A |  |  |  | #N/A | #N/A | [6 empty] | #N/A | #N/A | #N/A | #N/A |  | #N/A |  |  |  |  | #N/A
| #N/A | #N/A | #N/A | #N/A |  |  |  | #N/A | #N/A | [6 empty] | #N/A | #N/A | #N/A | #N/A |  | #N/A |  |  |  |  | #N/A
| #N/A | #N/A | #N/A | #N/A |  |  |  | #N/A | #N/A | [6 empty] | #N/A | #N/A | #N/A | #N/A |  | #N/A |  |  |  |  | #N/A
| #N/A | #N/A | #N/A | #N/A |  |  |  | #N/A | #N/A | [6 empty] | #N/A | #N/A | #N/A | #N/A |  | #N/A |  |  |  |  | #N/A
| #N/A | #N/A | #N/A | #N/A |  |  |  | #N/A | #N/A | [6 empty] | #N/A | #N/A | #N/A | #N/A |  | #N/A |  |  |  |  | #N/A
| #N/A | #N/A | #N/A | #N/A |  |  |  | #N/A | #N/A | [6 empty] | #N/A | #N/A | #N/A | #N/A |  | #N/A |  |  |  |  | #N/A
| #N/A | #N/A | #N/A | #N/A |  |  |  | #N/A | #N/A | [6 empty] | #N/A | #N/A | #N/A | #N/A |  | #N/A |  |  |  |  | #N/A
| #N/A | #N/A | #N/A | #N/A |  |  |  | #N/A | #N/A | [6 empty] | #N/A | #N/A | #N/A | #N/A |  | #N/A |  |  |  |  | #N/A
| #N/A | #N/A | #N/A | #N/A |  |  |  | #N/A | #N/A | [6 empty] | #N/A | #N/A | #N/A | #N/A |  | #N/A |  |  |  |  | #N/A
| #N/A | #N/A | #N/A | #N/A |  |  |  | #N/A | #N/A | [6 empty] | #N/A | #N/A | #N/A | #N/A |  | #N/A |  |  |  |  | #N/A
| #N/A | #N/A | #N/A | #N/A |  |  |  | #N/A | #N/A | [6 empty] | #N/A | #N/A | #N/A | #N/A |  | #N/A |  |  |  |  | #N/A
| #N/A | #N/A | #N/A | #N/A |  |  |  | #N/A | #N/A | [6 empty] | #N/A | #N/A | #N/A | #N/A |  | #N/A |  |  |  |  | #N/A
| #N/A | #N/A | #N/A | #N/A |  |  |  | #N/A | #N/A | [6 empty] | #N/A | #N/A | #N/A | #N/A |  | #N/A |  |  |  |  | #N/A
| #N/A | #N/A | #N/A | #N/A |  |  |  | #N/A | #N/A | [6 empty] | #N/A | #N/A | #N/A | #N/A |  | #N/A |  |  |  |  | #N/A
| #N/A | #N/A | #N/A | #N/A |  |  |  | #N/A | #N/A | [6 empty] | #N/A | #N/A | #N/A | #N/A |  | #N/A |  |  |  |  | #N/A
| #N/A | #N/A | #N/A | #N/A |  |  |  | #N/A | #N/A | [6 empty] | #N/A | #N/A | #N/A | #N/A |  | #N/A |  |  |  |  | #N/A
| #N/A | #N/A | #N/A | #N/A |  |  |  | #N/A | #N/A | [6 empty] | #N/A | #N/A | #N/A | #N/A |  | #N/A |  |  |  |  | #N/A
| #N/A | #N/A | #N/A | #N/A |  |  |  | #N/A | #N/A | [6 empty] | #N/A | #N/A | #N/A | #N/A |  | #N/A |  |  |  |  | #N/A
| #N/A | #N/A | #N/A | #N/A |  |  |  | #N/A | #N/A | [6 empty] | #N/A | #N/A | #N/A | #N/A |  | #N/A |  |  |  |  | #N/A
| #N/A | #N/A | #N/A | #N/A |  |  |  | #N/A | #N/A | [6 empty] | #N/A | #N/A | #N/A | #N/A |  | #N/A |  |  |  |  | #N/A
| #N/A | #N/A | #N/A | #N/A |  |  |  | #N/A | #N/A | [6 empty] | #N/A | #N/A | #N/A | #N/A |  | #N/A |  |  |  |  | #N/A
| #N/A | #N/A | #N/A | #N/A |  |  |  | #N/A | #N/A | [6 empty] | #N/A | #N/A | #N/A | #N/A |  | #N/A |  |  |  |  | #N/A
| #N/A | #N/A | #N/A | #N/A |  |  |  | #N/A | #N/A | [6 empty] | #N/A | #N/A | #N/A | #N/A |  | #N/A |  |  |  |  | #N/A
| #N/A | #N/A | #N/A | #N/A |  |  |  | #N/A | #N/A | [6 empty] | #N/A | #N/A | #N/A | #N/A |  | #N/A |  |  |  |  | #N/A
| #N/A | #N/A | #N/A | #N/A |  |  |  | #N/A | #N/A | [6 empty] | #N/A | #N/A | #N/A | #N/A |  | #N/A |  |  |  |  | #N/A
| #N/A | #N/A | #N/A | #N/A |  |  |  | #N/A | #N/A | [6 empty] | #N/A | #N/A | #N/A | #N/A |  | #N/A |  |  |  |  | #N/A
| #N/A | #N/A | #N/A | #N/A |  |  |  | #N/A | #N/A | [6 empty] | #N/A | #N/A | #N/A | #N/A |  | #N/A |  |  |  |  | #N/A
| #N/A | #N/A | #N/A | #N/A |  |  |  | #N/A | #N/A | [6 empty] | #N/A | #N/A | #N/A | #N/A |  | #N/A |  |  |  |  | #N/A
| #N/A | #N/A | #N/A | #N/A |  |  |  | #N/A | #N/A | [6 empty] | #N/A | #N/A | #N/A | #N/A |  | #N/A |  |  |  |  | #N/A
| #N/A | #N/A | #N/A | #N/A |  |  |  | #N/A | #N/A | [6 empty] | #N/A | #N/A | #N/A | #N/A |  | #N/A |  |  |  |  | #N/A
| #N/A | #N/A | #N/A | #N/A |  |  |  | #N/A | #N/A | [6 empty] | #N/A | #N/A | #N/A | #N/A |  | #N/A |  |  |  |  | #N/A
| #N/A | #N/A | #N/A | #N/A |  |  |  | #N/A | #N/A | [6 empty] | #N/A | #N/A | #N/A | #N/A |  | #N/A |  |  |  |  | #N/A
| #N/A | #N/A | #N/A | #N/A |  |  |  | #N/A | #N/A | [6 empty] | #N/A | #N/A | #N/A | #N/A |  | #N/A |  |  |  |  | #N/A
| #N/A | #N/A | #N/A | #N/A |  |  |  | #N/A | #N/A | [6 empty] | #N/A | #N/A | #N/A | #N/A |  | #N/A |  |  |  |  | #N/A
| #N/A | #N/A | #N/A | #N/A |  |  |  | #N/A | #N/A | [6 empty] | #N/A | #N/A | #N/A | #N/A |  | #N/A |  |  |  |  | #N/A
| #N/A | #N/A | #N/A | #N/A |  |  |  | #N/A | #N/A | [6 empty] | #N/A | #N/A | #N/A | #N/A |  | #N/A |  |  |  |  | #N/A
| #N/A | #N/A | #N/A | #N/A |  |  |  | #N/A | #N/A | [6 empty] | #N/A | #N/A | #N/A | #N/A |  | #N/A |  |  |  |  | #N/A
| #N/A | #N/A | #N/A | #N/A |  |  |  | #N/A | #N/A | [6 empty] | #N/A | #N/A | #N/A | #N/A |  | #N/A |  |  |  |  | #N/A
| #N/A | #N/A | #N/A | #N/A |  |  |  | #N/A | #N/A | [6 empty] | #N/A | #N/A | #N/A | #N/A |  | #N/A |  |  |  |  | #N/A
| #N/A | #N/A | #N/A | #N/A |  |  |  | #N/A | #N/A | [6 empty] | #N/A | #N/A | #N/A | #N/A |  | #N/A |  |  |  |  | #N/A
| #N/A | #N/A | #N/A | #N/A |  |  |  | #N/A | #N/A | [6 empty] | #N/A | #N/A | #N/A | #N/A |  | #N/A |  |  |  |  | #N/A
| #N/A | #N/A | #N/A | #N/A |  |  |  | #N/A | #N/A | [6 empty] | #N/A | #N/A | #N/A | #N/A |  | #N/A |  |  |  |  | #N/A
| #N/A | #N/A | #N/A | #N/A |  |  |  | #N/A | #N/A | [6 empty] | #N/A | #N/A | #N/A | #N/A |  | #N/A |  |  |  |  | #N/A
| #N/A | #N/A | #N/A | #N/A |  |  |  | #N/A | #N/A | [6 empty] | #N/A | #N/A | #N/A | #N/A |  | #N/A |  |  |  |  | #N/A
| #N/A | #N/A | #N/A | #N/A |  |  |  | #N/A | #N/A | [6 empty] | #N/A | #N/A | #N/A | #N/A |  | #N/A |  |  |  |  | #N/A
| #N/A | #N/A | #N/A | #N/A |  |  |  | #N/A | #N/A | [6 empty] | #N/A | #N/A | #N/A | #N/A |  | #N/A |  |  |  |  | #N/A

## Keyword & Type ref
Inventory Y/N | Action Notes | Record Type | Keyword(10) | Keyword Description(35) | Type(7) | Type Description(35) | Type Definition | Asset Taging/ID Approach (General rule: Tag should be visible when equipment is approached.) Common Spaces - White Tag Mechanical Spaces - Yellow Tag | DATA COLLECTION | DIVISION_(EQ Group) | ACADEMIC NON-RESEARCH | ACADEMIC RESEARCH | ADMIN/SUPPORT | ATHLETICS | AUXILIARY | BIOMED | CENTRAL HEAT PLANT | DORMITORY | STUDENT LIFE | UNASSIGNED | Expected Life | NOTES: | F24
NO | No Action | FACILITY | ACCESSCTRL | ACCESS CONTROL | ACCARDR | ACCESS CONTROL, CARD READER | A device used to read credentials and grant access to a building or space |  |  | DIV01 | 3 | 3 | 3 | 3 | 3 | 3 | 1 | 3 | 3 | 3 | 18
NO | No Action | FACILITY | ACCESSCTRL | ACCESS CONTROL | ACOTHER | ACCESS CONTROL, OTHER DEVICES |  |  |  | DIV01 | 3 | 3 | 3 | 3 | 3 | 3 | 1 | 3 | 3 | 3 | 18
YES |  | EQUIP | AIR-COMP | AIR COMPRESSOR | AIRCNTF | AIR COMPRESSOR, CENTRIFICAL | A pump designed to make compressed air |  | DUPLEX TYPE (Y/N?), ALARMED (Y/N?), BELTS/OIL & AIR FILTERS, LUBRICANT OR OIL TYPE, INCLUDE ALL LINE FILTERS | DIV08 | 1 | 1 | 1 | 1 | 1 | 1 | 1 | 1 | 1 | 1 | 18
YES |  | EQUIP | AIR-COMP | AIR COMPRESSOR | AIRRECP | AIR COMPRESSOR, RECIPROCATING | A pump designed to make compressed air |  | DUPLEX TYPE (Y/N?), ALARMED (Y/N?), BELTS/OIL & AIR FILTERS, LUBRICANT OR OIL TYPE, INCLUDE ALL LINE FILTERS | DIV08 | 1 | 1 | 1 | 1 | 1 | 1 | 1 | 1 | 1 | 1 | 15
YES |  | EQUIP | AIR-COMP | AIR COMPRESSOR | AIRSCRW | AIR COMPRESSOR, SCREW | A pump designed to make compressed air |  | DUPLEX TYPE (Y/N?), ALARMED (Y/N?), BELTS/OIL & AIR FILTERS, LUBRICANT OR OIL TYPE, INCLUDE ALL LINE FILTERS | DIV08 | 1 | 1 | 1 | 1 | 1 | 1 | 1 | 1 | 1 | 1 | 16
YES |  | EQUIP | AIR-COMP | AIR COMPRESSOR | AIRSCRL | AIR COMPRESSOR, SCROLL | A pump designed to make compressed air |  | DUPLEX TYPE (Y/N?), ALARMED (Y/N?), BELTS/OIL & AIR FILTERS, LUBRICANT OR OIL TYPE, INCLUDE ALL LINE FILTERS | DIV08 | 1 | 1 | 1 | 1 | 1 | 1 | 1 | 1 | 1 | 1 | 16
YES |  | EQUIP | AC-UNIT | AIR CONDITIONING UNIT | AC-COND | AC, CONDENSER UNIT, AIR COOLED | A heat exchanger which removes heat from vapor, changing it to its liquid state. |  | REFRIGERANT/CHARGE/MOTOR | DIV08 | 2 | 2 | 2 | 2 | 2 | 2 | 1 | 2 | 2 | 2 | 15
YES |  | EQUIP | AC-UNIT | AIR CONDITIONING UNIT | AC-EVAP | AC, EVAPORATOR UNIT | A heat exchanger in which liquid evaporates while absorbing heat | Common or room space, use white tag | REFRIGERANT/CHARGE/MOTOR/FILTER | DIV08 | 2 | 2 | 2 | 2 | 2 | 2 | 1 | 2 | 2 | 2 | 15
YES |  | EQUIP | AC-UNIT | AIR CONDITIONING UNIT | AC-CRAC | AIR CONDITIONER, COMPUTER ROOM | A piece of equipment that cools & dries air |  | REFRIGERANT/CHARGE/MOTOR/FILTER | DIV08 | 1 | 1 | 1 | 2 | 2 | 1 | 1 | 2 | 2 | 2 | 15
YES | List to be provided | EQUIP | AC-UNIT | AIR CONDITIONING UNIT | AC-RACK | AIR CONDITIONER, INROW RACK COOLING | A piece of equipment that directly cools IT servers |  |  | DIV08 | 1 | 1 | 1 | 2 | 2 | 1 | 1 | 2 | 2 | 2 | 15
NO | No Action | EQUIP | AC-UNIT | AIR CONDITIONING UNIT | AC-PORT | AIR CONDITIONER, PORTABLE | A piece of equipment that cools & dries air |  |  | DIV08 | 4 | 4 | 4 | 4 | 4 | 4 | 1 | 4 | 4 | 4 | 15
NO | No Action | EQUIP | AC-UNIT | AIR CONDITIONING UNIT | ACWINDW | AIR CONDITIONER, WINDOW | A piece of equipment, installed in a window, designed to cool an area |  |  | DIV01 | 4 | 4 | 4 | 4 | 4 | 4 | 1 | 4 | 4 | 4 | 10
YES |  | EQUIP | AIR-DRYER | AIR DRYER | AIRDRYD | AIR DRYER, DESSICANT | A piece of equipment designed to remove moisture from compressed air |  | AIR FILTERS | DIV08 | 1 | 1 | 1 | 1 | 1 | 1 | 1 | 1 | 1 | 1 | 15
YES |  | EQUIP | AIR-DRYER | AIR DRYER | AIRDRYR | AIR DRYER, REFRIGERANT | A piece of equipment designed to remove moisture from compressed air |  | AIR FILTERS/REFRIGERANT | DIV08 | 1 | 1 | 1 | 1 | 1 | 1 | 1 | 1 | 1 | 1 | 15
YES |  | EQUIP | AHU | AIR HANDLING UNIT | AHUHVSM | AIR HANDLER, HVAC < 30K CFM | An custom built HVAC air handler, usually assembled in place. | Near main plaque or Mnf. info plate. Indoor components: Tag only inside unit, do not apply tag to door. | FAN COUNT/MOTOR INFO/FILTERS/AIRFLOW DP MONITORS/PITOT IF EQUIPED/COIL COUNT(HEATING/RE-HEAT/COOLING/ENERGY RECOVERY COILS OR WHEELS)/DAMPERS/CONTROL SYSTEM (SIEMENS/JCI, ARE THEY ON BAS OR MASTER BAS BACK TO FM/ ALARMED? | DIV08 | 2 | 2 | 2 | 2 | 2 | 2 | 1 | 2 | 2 | 2 | 15
YES |  | EQUIP | AHU | AIR HANDLING UNIT | AHUHVLG | AIR HANDLER, HVAC > 30K CFM | An custom built HVAC air handler, usually assembled in place. | Near main plaque or Mnf. info plate. Indoor components: Tag only inside unit, do not apply tag to door. | FAN COUNT/MOTOR INFO/FILTERS/AIRFLOW DP MONITORS/PITOT IF EQUIPED/COIL COUNT(HEATING/RE-HEAT/COOLING/ENERGY RECOVERY COILS OR WHEELS)/DAMPERS/CONTROL SYSTEM (SIEMENS/JCI, ARE THEY ON BAS OR MASTER BAS BACK TO FM/ ALARMED? | DIV08 | 2 | 2 | 2 | 2 | 2 | 2 | 1 | 2 | 2 | 2 | 25
YES |  | EQUIP | AHU | AIR HANDLING UNIT | AHUMUAU | AIR HANDLER, MAKEUP AIR UNIT | An air handler that supplies makeup air to a space | Near main plaque or Mnf. info plate. Indoor components: Tag only inside unit, do not apply tag to door. | FAN COUNT/MOTOR INFO/FILTERS/AIRFLOW DP MONITORS/PITOT IF EQUIPED/COIL COUNT(HEATING/RE-HEAT/COOLING/ENERGY RECOVERY COILS OR WHEELS)/DAMPERS/CONTROL SYSTEM (SIEMENS/JCI, ARE THEY ON BAS OR MASTER BAS BACK TO FM/ ALARMED? | DIV08 | 2 | 2 | 2 | 2 | 2 | 2 | 1 | 2 | 2 | 2 | 15
YES |  | EQUIP | AHU | AIR HANDLING UNIT | AHUPAKG | AIR HANDLER, PACKAGE UNIT | An pre-built and packaged air handler | Near main plaque or Mnf. info plate. Indoor components: Tag only inside unit, do not apply tag to door. | FAN COUNT/MOTOR INFO/FILTERS/AIRFLOW DP MONITORS/PITOT IF EQUIPED/COIL COUNT(HEATING/RE-HEAT/COOLING/ENERGY RECOVERY COILS OR WHEELS)/DAMPERS/CONTROL SYSTEM (SIEMENS/JCI, ARE THEY ON BAS OR MASTER BAS BACK TO FM/ ALARMED?/ HEATING, COOLING OR BOTH | DIV08 | 2 | 2 | 2 | 2 | 2 | 2 | 1 | 2 | 2 | 2 | 15
NO | No Action | EQUIP | AUTOCLAVE | AUTOCLAVE | AUTCLAV | AUTOCLAVE | A device that uses steam to decontaminate and sterilize lab waste |  |  | OPS | 4 | 4 | 4 | 4 | 4 | 4 | 1 | 4 | 4 | 4 | 10
YES | List to be provided | EQUIP | BCKFLWPREV | BACKFLOW PREVENTER | BKFL-DM | BACKFLOW PREVENTER, DOMESTIC | A one way valve that prevents contamination of the building/city's potable water supply | Use hanger |  | DIV02 | 1 | 1 | 1 | 1 | 1 | 1 | 1 | 1 | 1 | 1 | 20
YES |  | EQUIP | BCKFLWPREV | BACKFLOW PREVENTER | BKFL-EQ | BACKFLOW PREVENTER, EQUIPMENT | Backflows servicing specific equipment. (Not part of Prov. Water) |  |  | DIV02 | 4 | 4 | 4 | 4 | 4 | 4 | 1 | 4 | 4 | 4 | 20
YES | List to be provided | EQUIP | BCKFLWPREV | BACKFLOW PREVENTER | BKFL-FS | BACKFLOW PREVENTER, FIRE | Facility Fire Suppression check vavle assemblies. | Use hanger |  | DIV02 | 1 | 1 | 1 | 1 | 1 | 1 | 1 | 1 | 1 | 1 | 20
YES |  | EQUIP | BCKFLWPREV | BACKFLOW PREVENTER | BKFL-IR | BACKFLOW PREVENTER, IRRIGATION | A one way valve that prevents contamination of the building/city's potable water supply | Use hanger |  | DIV02 | 1 | 1 | 1 | 1 | 1 | 1 | 1 | 1 | 1 | 1 | 20
YES | Provide location list | FACILITY | BCKFLWPREV | BACKFLOW PREVENTER | BKFLVAC | BACKFLOW PREVENTER, VACUUM BREAKER | A one way valve that prevents contamination of the building/city's potable water supply | Bldg-Wide Virtual | INCLUDE "SERVICE TO" DESCRIPTION ON LIST | DIV02 | 1 | 1 | 1 | 1 | 1 | 1 | 1 | 1 | 1 | 1 | 20
YES | Provide location list, initial list to be provided. | EQUIP | BATTERY | BATTERY | BATTDRY | BATTERY, DRY | A device that converts stored chemical energy to electrical energy |  | INCLUDE "SERVICE TO" DESCRIPTION ON LIST (SYSTEM TYPE: EMERGENCY LIGHTING, FIRE ALARM, ETC.) | DIV03 | 1 | 1 | 1 | 1 | 1 | 1 | 1 | 1 | 1 | 1 | 8
YES | List to be provided (est. 5 systems on campus) | EQUIP | BATTERY | BATTERY | BATTHVT | BATTERY, HIGH VOLTAGE | A device that converts stored chemical energy to electrical energy |  | INCLUDE "SERVICE TO" DESCRIPTION ON LIST | DIV03 | 1 | 1 | 1 | 1 | 1 | 1 | 1 | 1 | 1 | 1 | 18
YES | List to be provided (est. 11 on campus, Tag inverter only) | EQUIP | BATTERY | BATTERY | BATTINV | BATTERY, INVERTER | A device that converts stored chemical energy to electrical energy |  | INCLUDE "SERVICE TO" DESCRIPTION ON LIST | DIV03 | 1 | 1 | 1 | 1 | 1 | 1 | 1 | 1 | 1 | 1 | 15
YES | Provide location list | EQUIP | BATTERY | BATTERY | BATTWET | BATTERY, WET | A device that converts stored chemical energy to electrical energy | Bldg-Wide Virtual | INCLUDE "SERVICE TO" DESCRIPTION ON LIST | DIV03 | 1 | 1 | 1 | 1 | 1 | 1 | 1 | 1 | 1 | 1 | 14
NO | No Action | FACILITY | BLEACHER | BLEACHERS | BLECHRF | BLEACHER, FIXED | Open, tiered seating for spectators |  |  | DIV05 | 3 | 3 | 3 | 3 | 3 | 3 | 1 | 3 | 3 | 3 | 30
NO | No Action | FACILITY | BLEACHER | BLEACHERS | BLECHRM | BLEACHER, MOBILE | Open, tiered seating for spectators |  |  | DIV05 | 3 | 3 | 3 | 3 | 3 | 3 | 1 | 3 | 3 | 3 | 15
NO | No Action | FACILITY | BLEACHER | BLEACHERS | BLECHRP | BLEACHER, PORTABLE | Open, tiered seating for spectators |  |  | DIV05 | 3 | 3 | 3 | 3 | 3 | 3 | 1 | 3 | 3 | 3 | 12
NO | No Action | FACILITY | BLINDS | BLINDS | BLNDMNL | BLINDS, MANUAL | A manually controlled window shading system |  |  | DIV01 | 3 | 3 | 3 | 3 | 3 | 3 | 1 | 3 | 3 | 3 | 25
YES | Provide location list | FACILITY | BLINDS | BLINDS | BLNDMTR | BLINDS, MOTORIZED | A motorized or electronically controlled window shading system | Bldg-Wide Virtual |  | DIV01 | 3 | 3 | 3 | 3 | 3 | 3 | 1 | 3 | 3 | 3 | 25
YES | Portfolio - CENTRAL HEAT PLANT only | EQUIP | BOILER | BOILER | BLR2FUL | BOILER, DUAL FUEL GAS OR OIL | A vessel used to make steam or hot water using gas, oil or electricity | Face Side | CHP ONLY | DIV07 | 1 | 1 | 1 | 2 | 3 | 1 | 1 | 2 | 2 | 3 | 22
YES |  | EQUIP | BOILER | BOILER | BLRELEC | BOILER, ELECTRIC | A vessel used to make steam or hot water using gas, oil or electricity | Face Side | TYPE (HW/STEAM), SERIVCE (HHW/DHW/HEATING/CLEAN STEAM) BURNER INFO/CONDENSATE NEUTRALIZATION (EQUIPED Y/N? AND TYPE (CARTRIDGE/BOX). AUTO-WATER CUTOFF?/ HEATING ELEMENT RATING | DIV07 | 1 | 1 | 1 | 2 | 3 | 1 | 1 | 2 | 2 | 3 | 25
YES |  | EQUIP | BOILER | BOILER | BLRGASW | BOILER, GAS FIRED HOT WATER | A vessel used to make steam or hot water using gas, oil or electricity | Face Side | SERIVCE (HHW/DHW) BURNER INFO/CONDENSATE NEUTRALIZATION (EQUIPED Y/N? AND TYPE (CARTRIDGE/BOX). AUTO-WATER CUTOFF? | DIV02 | 1 | 1 | 1 | 2 | 3 | 1 | 1 | 2 | 2 | 3 | 25
YES |  | EQUIP | BOILER | BOILER | BLRGASS | BOILER, GAS FIRED STEAM | A vessel used to make steam or hot water using gas, oil or electricity | Face Side | SERIVCE (HEATING/CLEAN STEAM) BURNER INFO/CONDENSATE NEUTRALIZATION (EQUIPED Y/N? AND TYPE (CARTRIDGE/BOX). AUTO-WATER CUTOFF? | DIV02 | 1 | 1 | 1 | 2 | 3 | 1 | 1 | 2 | 2 | 3 | 25
NO | No Action | EQUIP | BOILER | BOILER | BLRINCN | BOILER, INCINERATER |  |  |  | DIV02 | 1 | 1 | 1 | 2 | 3 | 1 | 1 | 2 | 2 | 3 | 25 | Any on campus?? Ask Tom D.
YES |  | EQUIP | BOILER | BOILER | BLROILW | BOILER, OIL HOT WATER | A vessel used to make steam or hot water using gas, oil or electricity | Face Side | SERIVCE (HHW/DHW) BURNER INFO/CONDENSATE NEUTRALIZATION (EQUIPED Y/N? AND TYPE (CARTRIDGE/BOX). AUTO-WATER CUTOFF?/ OIL FILTERS | DIV02 | 1 | 1 | 1 | 2 | 3 | 1 | 1 | 2 | 2 | 3 | 25
YES |  | EQUIP | BOILER | BOILER | BLROILS | BOILER, OIL STEAM | A vessel used to make steam or hot water using gas, oil or electricity | Face Side | SERIVCE (HEATING/CLEAN STEAM) BURNER INFO/CONDENSATE NEUTRALIZATION (EQUIPED Y/N? AND TYPE (CARTRIDGE/BOX). AUTO-WATER CUTOFF?/ OIL FILTERS | DIV02 | 1 | 1 | 1 | 2 | 3 | 1 | 1 | 2 | 2 | 3 | 25
NO | No Action | EQUIP | BOILER | BOILER | BLRPELT | BOILER, PELLET | A vessel used to make steam or hot water using gas, oil or electricity |  |  | DIV02 | 1 | 1 | 1 | 2 | 3 | 1 | 1 | 2 | 2 | 3 | 25
NO | No Action | EQUIP | BOILER | BOILER | BLRPROP | BOILER, PROPANE | A vessel used to make steam or hot water using gas, oil or electricity |  |  | DIV02 | 1 | 1 | 1 | 2 | 3 | 1 | 1 | 2 | 2 | 3 | 25
YES | Portfolio - CENTRAL HEAT PLANT only | EQUIP | BURNER | BURNER | BRNRDUL | BURNER, DUAL | A device which generates a flame using fuel |  |  | DIV07 | 1 | 1 | 1 | 2 | 3 | 1 | 1 | 2 | 2 | 3 | 25 | remove this (will be a task in Boiler PM)
YES | Burner info to be included on boiler data | EQUIP | BURNER | BURNER | BRNRGAS | BURNER, GAS | A device which generates a flame using fuel | Spec |  | DIV02 | 1 | 1 | 1 | 2 | 3 | 1 | 1 | 2 | 2 | 3 | 25 | remove this (will be a task in Boiler PM)
YES | Burner info to be included on boiler data | EQUIP | BURNER | BURNER | BRNROIL | BURNER, OIL | A device which generates a flame using fuel | Spec |  | DIV02 | 1 | 1 | 1 | 2 | 3 | 1 | 1 | 2 | 2 | 3 | 25 | remove this (will be a task in Boiler PM)
YES |  | EQUIP | CASCADESYS | CASCADE SYSTEM | CSCDSYS | CASCADE SYSTEM | A system consisting of several similar stages with each processing the output from the previous stage. |  |  | DIV07 | 4 | 4 | 4 | 3 | 4 | 4 | 1 | 3 | 3 | 4 | 15
YES |  | EQUIP | CHILLEDBEM | CHILLED BEAM | CHLBMAC | CHILLED BEAM, ACTIVE | An "beam" or heat exchanger for heating or cooling suspended a short distance from the ceiling of a room. | Common or room space, use white tag | FILTERS | DIV08 | 4 | 4 | 4 | 3 | 4 | 4 | 3 | 3 | 3 | 4 | 15
YES |  | EQUIP | CHILLEDBEM | CHILLED BEAM | CHLBMPS | CHILLED BEAM, PASSIVE | An "beam" or heat exchanger for heating or cooling suspended a short distance from the ceiling of a room. | Common or room space, use white tag |  | DIV08 | 4 | 4 | 4 | 3 | 4 | 4 | 3 | 3 | 3 | 4 | 15
YES |  | EQUIP | CHILLER | CHILLER | CHLABSB | CHILLER, ABSORBTION(MRI) | A refrigeration system that cools water. This type used for MRI only on campus. | On or near main identifying plaque |  | OPS | 1 | 1 | 1 | 2 | 3 | 1 | 1 | 2 | 2 | 3 | 20
YES |  | EQUIP | CHILLER | CHILLER | CHLAIRC | CHILLER, AIR COOLED | A refrigeration system that cools water | On or near main identifying plaque |  | DIV08 | 1 | 1 | 1 | 2 | 3 | 1 | 1 | 2 | 2 | 3 | 18
YES |  | EQUIP | CHILLER | CHILLER | CHLCNTF | CHILLER, CENTRIFUGAL | A refrigeration system that cools water | On or near main identifying plaque |  | OPS | 1 | 1 | 1 | 2 | 3 | 1 | 1 | 2 | 2 | 3 | 25
YES |  | EQUIP | CHILLER | CHILLER | CHLRECP | CHILLER, RECIPROCATING | A refrigeration system that cools water | On or near main identifying plaque |  | OPS | 1 | 1 | 1 | 2 | 3 | 1 | 1 | 2 | 2 | 3 | 18
YES |  | EQUIP | CHILLER | CHILLER | CHLSCRW | CHILLER, SCREW | A refrigeration system that cools water | On or near main identifying plaque |  | OPS | 1 | 1 | 1 | 2 | 3 | 1 | 1 | 2 | 2 | 3 | 20
YES |  | EQUIP | CHILLER | CHILLER | CHLSCRL | CHILLER, SCROLL | A refrigeration system that cools water | On or near main identifying plaque |  | OPS | 1 | 1 | 1 | 2 | 3 | 1 | 1 | 2 | 2 | 3 | 20
YES | Data to be included on parent asset spec info | EQUIP | COIL | COIL | COILCCW | COIL COOLING, CHILLED WATER | Coil of tubing used to move fluid through a unit for heating, cooling or humidification | Spec | NOTE COIL COUNT | DIV08 | 2 | 2 | 2 | 3 | 4 | 2 | 1 | 3 | 3 | 4 | 25
YES | Data to be included on parent asset spec info | EQUIP | COIL | COIL | COILCDX | COIL COOLING, DIRECT EXPANSION | Coil of tubing used to move fluid through a unit for heating, cooling or humidification | Spec | NOTE COIL COUNT | DIV08 | 2 | 2 | 2 | 3 | 4 | 2 | 1 | 3 | 3 | 4 | 25
YES | Data to be included on parent asset spec info | EQUIP | COIL | COIL | COILHEL | COIL HEATING, ELECTRIC | Coil of tubing used to move fluid through a unit for heating, cooling or humidification | Spec | NOTE COIL COUNT | DIV08 | 2 | 2 | 2 | 3 | 4 | 2 | 1 | 3 | 3 | 4 | 25
YES | Data to be included on parent asset spec info | EQUIP | COIL | COIL | COILHHW | COIL HEATING, HOT WATER | Coil of tubing used to move fluid through a unit for heating, cooling or humidification | Spec | NOTE COIL COUNT | DIV08 | 2 | 2 | 2 | 3 | 4 | 2 | 1 | 3 | 3 | 4 | 25
YES | Data to be included on parent asset spec info | EQUIP | COIL | COIL | COILHNG | COIL HEATING, NATURAL GAS | Coil of tubing used to move fluid through a unit for heating, cooling or humidification | Spec | NOTE COIL COUNT | DIV08 | 2 | 2 | 2 | 3 | 4 | 2 | 1 | 3 | 3 | 4 | 25
YES | Data to be included on parent asset spec info | EQUIP | COIL | COIL | COILHST | COIL HEATING, STEAM | Coil of tubing used to move fluid through a unit for heating, cooling or humidification | Spec | NOTE COIL COUNT | DIV08 | 2 | 2 | 2 | 3 | 4 | 2 | 1 | 3 | 3 | 4 | 25
YES | Data to be included on parent asset spec info | EQUIP | COIL | COIL | COILPHR | COIL PRE-HEAT, HEAT RECOVERY UNIT | Coil of tubing used to move fluid through a unit for heating, cooling or humidification | Spec | NOTE COIL COUNT | DIV08 | 2 | 2 | 2 | 3 | 4 | 2 | 1 | 3 | 3 | 4 | 25
YES | Data to be included on parent asset spec info | EQUIP | COIL | COIL | COILPHW | COIL PRE-HEAT, HOT WATER | Coil of tubing used to move fluid through a unit for heating, cooling or humidification | Spec | NOTE COIL COUNT | DIV08 | 2 | 2 | 2 | 3 | 4 | 2 | 1 | 3 | 3 | 4 | 25
YES | Data to be included on parent asset spec info | EQUIP | COIL | COIL | COILPNG | COIL PRE-HEAT, NATURAL GAS | Coil of tubing used to move fluid through a unit for heating, cooling or humidification | Spec | NOTE COIL COUNT | DIV08 | 2 | 2 | 2 | 3 | 4 | 2 | 1 | 3 | 3 | 4 | 25
YES | Data to be included on parent asset spec info | EQUIP | COIL | COIL | COILPST | COIL PRE-HEAT, STEAM | Coil of tubing used to move fluid through a unit for heating, cooling or humidification | Spec | NOTE COIL COUNT | DIV08 | 2 | 2 | 2 | 3 | 4 | 2 | 1 | 3 | 3 | 4 | 25
YES | Data to be included on parent asset spec info | EQUIP | COIL | COIL | COILREL | COIL RE-HEAT, ELECTRIC | Coil of tubing used to move fluid through a unit for heating, cooling or humidification | Spec | NOTE COIL COUNT | DIV08 | 2 | 2 | 2 | 3 | 4 | 2 | 1 | 3 | 3 | 4 | 25
YES | Data to be included on parent asset spec info | EQUIP | COIL | COIL | COILRHW | COIL RE-HEAT, HOT WATER | Coil of tubing used to move fluid through a unit for heating, cooling or humidification | Spec | NOTE COIL COUNT | DIV08 | 2 | 2 | 2 | 3 | 4 | 2 | 1 | 3 | 3 | 4 | 25
YES | Data to be included on parent asset spec info | EQUIP | COIL | COIL | COILRST | COIL RE-HEAT, STEAM | Coil of tubing used to move fluid through a unit for heating, cooling or humidification | Spec | NOTE COIL COUNT | DIV08 | 2 | 2 | 2 | 3 | 4 | 2 | 1 | 3 | 3 | 4 | 25
YES | Data to be included on parent asset spec info | EQUIP | COIL | COIL | COIL-DX | COIL, DIRECT EXPANSION | Coil of tubing used to move fluid through a unit for heating, cooling or humidification | Spec | NOTE COIL COUNT | DIV08 | 2 | 2 | 2 | 3 | 4 | 2 | 1 | 3 | 3 | 4 | 25 | Is this for HEATING, DX?
NO | No Action | EQUIP | CONTROLS | CONTROLS | CTRLAHU | CONTROLS, AHU |  |  |  | DIV09 | 2 | 2 | 2 | 3 | 4 | 2 | 1 | 3 | 3 | 4 | 15
NO | No Action | EQUIP | CONTROLS | CONTROLS | CTRLCHL | CONTROLS, CHILLER |  |  |  | DIV09 | 2 | 2 | 2 | 3 | 4 | 2 | 1 | 3 | 3 | 4 | 15
NO | No Action | EQUIP | CONTROLS | CONTROLS | CTRLDDC | CONTROLS, DIRECT DIGITAL CONTROL |  |  |  | DIV09 | 2 | 2 | 2 | 3 | 4 | 2 | 1 | 3 | 3 | 4 | 15
NO | No Action | EQUIP | CONTROLS | CONTROLS | CTRLELC | CONTROLS, ELECTRONIC |  |  |  | DIV09 | 2 | 2 | 2 | 3 | 4 | 2 | 1 | 3 | 3 | 4 | 15
NO | No Action | EQUIP | CONTROLS | CONTROLS | CTRLFUH | CONTROLS, FUME HOOD |  |  |  | DIV09 | 2 | 2 | 2 | 3 | 4 | 2 | 1 | 3 | 3 | 4 | 15
NO | No Action | EQUIP | CONTROLS | CONTROLS | CTRLMEC | CONTROLS, MECHANICAL ROOMS |  |  |  | DIV09 | 2 | 2 | 2 | 3 | 4 | 2 | 1 | 3 | 3 | 4 | 15 | Verify intended use…
NO | No Action | EQUIP | CONTROLS | CONTROLS | CTRLPNU | CONTROLS, PNEUMATIC |  |  |  | DIV09 | 2 | 2 | 2 | 3 | 4 | 2 | 1 | 3 | 3 | 4 | 15
NO | No Action | EQUIP | CONTROLS | CONTROLS | CTRLTRM | CONTROLS, TERMINAL UNIT |  |  |  | DIV09 | 2 | 2 | 2 | 3 | 4 | 2 | 1 | 3 | 3 | 4 | 15
NO | No Action | FACILITY | CONTROLS | CONTROLS | CTRTHRM | CONTROLS, THERMOSTATS |  |  |  | DIV09 | 2 | 2 | 2 | 3 | 4 | 2 | 1 | 3 | 3 | 4 | 15
YES | List to be provided | EQUIP | CONVEYANCE | CONVEYANCE | CNVDUMW | ELEVATOR, DUMB WAITER | A small mechanical device used to move freight/materials between floors | Inside car - white tag Machine room - yellow tag |  | OPS | 1 | 1 | 1 | 2 | 3 | 1 | 1 | 2 | 2 | 3 | 20
YES | List to be provided Verify a barcode tag has been placed both inside the car and the machine room. Tag any missing. | EQUIP | CONVEYANCE | CONVEYANCE | CNVHYDL | ELEVATOR, HYDRAULIC | A mechanical hydraulic device used to move people/materials between floors | Inside car - white tag Machine room - yellow tag | STATE ID NO. | OPS | 1 | 1 | 1 | 2 | 3 | 1 | 1 | 2 | 2 | 3 | 20
YES | List to be provided Verify a barcode tag has been placed both inside the car and the machine room. Tag any missing. | EQUIP | CONVEYANCE | CONVEYANCE | CNVTRCN | ELEVATOR, TRACTION | A mechanical electrical device used to move people/materials between floors | Inside car - white tag Machine room - yellow tag | STATE ID NO. | OPS | 1 | 1 | 1 | 2 | 3 | 1 | 1 | 2 | 2 | 3 | 20
YES | List to be provided Verify a barcode tag has been placed on control. Tag any missing. | EQUIP | CONVEYANCE | CONVEYANCE | CNV-ADA | LIFT, ADA | A mechanical device used to raise a disabled individual over short vertical barriers | On controller, use white tag | STATE ID NO. | OPS | 1 | 1 | 1 | 2 | 3 | 1 | 1 | 2 | 2 | 3 | 20
YES |  | EQUIP | CLG-TOWER | COOLING TOWER | CT-CLSD | COOLING TOWER, CLOSED | A piece of equipment designed to cool water by using air | Near main plaque or Mnf. info plate. | NO. OF CELLS/FAN/MOTOR & PUMP INFO | DIV08 | 1 | 1 | 1 | 2 | 3 | 1 | 1 | 2 | 2 | 3 | 25
YES |  | EQUIP | CLG-TOWER | COOLING TOWER | CTDRYCL | COOLING TOWER, DRY COOLER | A device used to dry or "free cool" liquid | Near main plaque or Mnf. info plate. | FAN/MOTOR & PUMP INFO/REFRIGERANT | DIV08 | 1 | 1 | 1 | 2 | 3 | 1 | 1 | 2 | 2 | 3 | 25 | Also known as "Free Cooling"
YES |  | EQUIP | CLG-TOWER | COOLING TOWER | CT-OPEN | COOLING TOWER, OPEN | A piece of equipment designed to cool water by using air | Near main plaque or Mnf. info plate. | NO. OF CELLS/FAN/MOTOR & PUMP INFO | DIV08 | 1 | 1 | 1 | 2 | 3 | 1 | 1 | 2 | 2 | 3 | 25
YES | Data to be included on parent asset spec info | EQUIP | DAMPER | DAMPER | DPRCOMB | DAMPER, COMBUSTION | A movable plate used to regulate airflow in a duct or flue | Spec |  | DIV08 | 2 | 2 | 2 | 3 | 4 | 2 | 1 | 3 | 3 | 4 | 18 | PM tasking to be attached to Boiler
YES | Data to be included on parent asset spec info | EQUIP | DAMPER | DAMPER | DPR-EXA | DAMPER, EXHAUST AIR | A movable plate used to regulate airflow in a duct or flue | Spec | NOTE COUNT ON AHU'S | DIV08 | 2 | 2 | 2 | 3 | 4 | 2 | 1 | 3 | 3 | 4 | 18
YES | Data to be included on parent asset spec info | EQUIP | DAMPER | DAMPER | DPR-FBP | DAMPER, FACE AND BYPASS | A movable plate used to regulate airflow in a duct or flue | Spec |  | DIV08 | 2 | 2 | 2 | 3 | 4 | 2 | 1 | 3 | 3 | 4 | 18
YES | Provide location list | FACILITY | DAMPER | DAMPER | DPR-FIR | DAMPER, FIRE | A movable plate used to regulate airflow in a duct or flue | Bldg-Wide Virtual |  | NULL | 1 | 1 | 1 | 2 | 3 | 1 | 1 | 2 | 2 | 3 | 18
YES | Data to be included on parent asset spec info | EQUIP | DAMPER | DAMPER | DPR-MXA | DAMPER, MIXED AIR | A movable plate used to regulate airflow in a duct or flue | Spec | NOTE COUNT ON AHU'S | DIV08 | 2 | 2 | 2 | 3 | 4 | 2 | 1 | 3 | 3 | 4 | 18
YES | Data to be included on parent asset spec info | EQUIP | DAMPER | DAMPER | DPR-ODA | DAMPER, OUTDOOR AIR | A movable plate used to regulate airflow in a duct or flue | Spec | NOTE COUNT ON AHU'S | DIV08 | 2 | 2 | 2 | 3 | 4 | 2 | 1 | 3 | 3 | 4 | 18
YES | Data to be included on parent asset spec info | EQUIP | DAMPER | DAMPER | DPR-RTA | DAMPER, RETURN AIR | A movable plate used to regulate airflow in a duct or flue | Spec | NOTE COUNT ON AHU'S | DIV08 | 2 | 2 | 2 | 3 | 4 | 2 | 1 | 3 | 3 | 4 | 18
YES | Provide location list | FACILITY | DAMPER | DAMPER | DPR-SMK | DAMPER, SMOKE | A movable plate used to regulate airflow in a duct or flue | Bldg-Wide Virtual |  | NULL | 1 | 1 | 1 | 2 | 3 | 1 | 1 | 2 | 2 | 3 | 18
YES | Data to be included on parent asset spec info | EQUIP | DAMPER | DAMPER | DPR-SPA | DAMPER, SUPPLY AIR | A movable plate used to regulate airflow in a duct or flue | Spec |  | DIV08 | 2 | 2 | 2 | 3 | 4 | 2 | 1 | 3 | 3 | 4 | 18
YES | Provide location list | FACILITY | DAMPER | DAMPER | DPRVCTL | DAMPER, VENT LOUVER CONTROL | A movable plate used to regulate airflow in a duct or flue | Bldg-Wide Virtual |  | DIV08 | 2 | 2 | 2 | 3 | 4 | 2 | 1 | 3 | 3 | 4 | 18
NO | No Action | EQUIP | DEFIB | DEFIBRILLATOR | DEFIBAE | DEFIBRILLATOR, AUTOMATED EXTERNAL | A device used to deliver a dose of electrical energy to an individuals affected heart |  |  | DIV03 | 1 | 1 | 1 | 1 | 1 | 1 | 1 | 1 | 1 | 1 | 5
YES |  | EQUIP | DHUMIDFIER | DEHUMIDIFIER | DHUMFIR | DEHUMIDIFIER | A piece of equipment that is used to remove moisture from the air | Face Side | REFRIGERANT/FILTERS | DIV08 | 2 | 2 | 2 | 3 | 4 | 2 | 1 | 3 | 3 | 4 | 15
YES | List to be provided Verify a barcode tag has been placed on control panel | EQUIP | DOCK-EQUIP | DOCK EQUIPMENT | DOCKLVL | DOCK, LEVELER | A mechanical device used to bridge the gap between dock platforms and delivery trucks | Yellow tag on controller |  | OPS | 3 | 3 | 3 | 3 | 3 | 3 | 1 | 3 | 3 | 3 | 25
YES | List to be provided Verify a barcode tag has been placed on control panel | EQUIP | DOCK-EQUIP | DOCK EQUIPMENT | DOCKLFT | DOCK, LIFT | A mechanical device used to raise materials from delivery trucks up to a dock platform | Yellow tag on controller |  | OPS | 3 | 3 | 3 | 3 | 3 | 3 | 1 | 3 | 3 | 3 | 25
YES | Provide location list | FACILITY | DOOR | DOOR | DOR-ADA | DOOR, ADA OPERATOR | An automatic opening device connected to an ADA entry button | Bldg-Wide Virtual | INCLUDE ROOM NO. OPERATOR GRANTS ENTRY TO | DIV01 | 3 | 3 | 3 | 4 | 4 | 3 | 1 | 4 | 4 | 4 | 18
YES | Provide location list | FACILITY | DOOR | DOOR | DORGLAS | DOOR, ALL GLASS | A door of all-glass construction | Bldg-Wide Virtual |  | DIV01 | 3 | 3 | 3 | 4 | 4 | 3 | 1 | 4 | 4 | 4 | 18
YES | Provide location list | FACILITY | DOOR | DOOR | DOREMRG | DOOR, EMERGENCY EGRESS/FIRE | Doors which serve as emergency egress, firestopping or both. | Bldg-Wide Virtual |  | DIV01 | 3 | 3 | 3 | 4 | 4 | 3 | 1 | 4 | 4 | 4 | 18
YES | Provide location list | FACILITY | DOOR | DOOR | DORFIRE | DOOR, FIRE GUARD | A door with a fire-resistance rating which closes automatically during alarm. | Bldg-Wide Virtual |  | DIV01 | 3 | 3 | 3 | 4 | 4 | 3 | 1 | 4 | 4 | 4 | 30 | Should be used for automatic fire doors which are normally open
YES | Provide location list | FACILITY | DOOR | DOOR | DORWODX | DOOR, NATURAL WOOD EXTERIOR | A door of natural wood construction | Bldg-Wide Virtual |  | DIV01 | 3 | 3 | 3 | 4 | 4 | 3 | 1 | 4 | 4 | 4 | 15
YES | Provide location list | FACILITY | DOOR | DOOR | DORPRTI | DOOR, OPERABLE PARTITION | A door which when expanded serves to partition an open space | Bldg-Wide Virtual |  | DIV01 | 3 | 3 | 3 | 4 | 4 | 3 | 1 | 4 | 4 | 4 | 20
YES | Provide location list | FACILITY | DOOR | DOOR | DOROHDA | DOOR, OVERHEAD-AUTOMATIC | A door which operates vertically for storage overhead when open | Bldg-Wide Virtual |  | DIV01 | 3 | 3 | 3 | 4 | 4 | 3 | 1 | 4 | 4 | 4 | 15
YES | Provide location list | FACILITY | DOOR | DOOR | DOROHDM | DOOR, OVERHEAD-MANUAL | A door which operates vertically for storage overhead when open | Bldg-Wide Virtual |  | DIV01 | 3 | 3 | 3 | 4 | 4 | 3 | 1 | 4 | 4 | 4 | 15 | Old type was "DOROVHD" Split into 2 classes and deleted "DORAUTO" & "DOR-GRG"
YES | Provide location list | FACILITY | DOOR | DOOR | DORSHTR | DOOR, WINDOW SHUTTER | A smaller overhead door used to secure open service windows or counters | Bldg-Wide Virtual |  | DIV01 | 3 | 3 | 3 | 4 | 4 | 3 | 1 | 4 | 4 | 4 | 20
YES | Brown to provide, 1 location only at 295Lloyd ave. | EQUIP | DUST-CLCT | DUST COLLECTOR WOOD, WELDING | DUSTCLT | DUST COLLECTOR WOOD, WELDING | A system used to filter out and collect dust and impurities from the air | Yellow tag on controller |  | DIV01 | 2 | 2 | 2 | 3 | 4 | 2 | 1 | 3 | 3 | 4 | 15
NO | No Action | EQUIP | ELEC-SYS | ELECTRICAL SYSTEM | ELDSCNT | ELECTRICAL SYS, DISCONNECT SWITCH |  |  |  | DIV03 | 2 | 2 | 2 | 2 | 3 | 2 | 1 | 3 | 3 | 3 | 25
YES |  | EQUIP | ELEC-SYS | ELECTRICAL SYSTEM | ELGENDK | ELECTRICAL SYS, GENERATOR DOCK | A device used to hook up generator power to a facility. | Yellow tag |  | DIV03 | 3 | 3 | 3 | 3 | 3 | 3 | 3 | 3 | 3 | 3 | 30
YES |  | EQUIP | ELEC-SYS | ELECTRICAL SYSTEM | ELHTTRC | ELECTRICAL SYS, HEAT TRACE PANEL | A device which prevents freezing of exterior piping | Yellow tag, center below panel identifier | TIE TO PARENT (I.E COOLING TOWER) | DIV03 | 2 | 2 | 2 | 3 | 4 | 2 | 1 | 3 | 3 | 4 | 30
YES |  | EQUIP | ELEC-SYS | ELECTRICAL SYSTEM | ELMTRCC | ELECTRICAL SYS, MOTOR CONTRL CENTER | A device or group of devices that serves to govern the performance of an electric motor | Yellow tag, center below panel identifier | NOTE ALL EQUIPMENT SERVICED | DIV03 | 2 | 2 | 2 | 3 | 4 | 2 | 1 | 3 | 3 | 4 | 30
YES | List to be provided | EQUIP | ELEC-SYS | ELECTRICAL SYSTEM | ELSECSW | ELECTRICAL SYS, SECTIONALISING SW | A local distribution & safety panel for electrical power | Yellow tag, center below panel identifier |  | DIV03 | 1 | 1 | 1 | 2 | 3 | 1 | 1 | 2 | 2 | 3 | 25 | Electrical Distribution Network. Also known as "Loop Switch" or "Key Interlock"
NO | No Action | EQUIP | ELEC-SYS | ELECTRICAL SYSTEM | ELSURGP | ELECTRICAL SYS, SURGE PROTECTOR | A device used to protect equipment against over-voltage | Yellow tag, center below panel identifier |  | DIV03 | 1 | 1 | 1 | 2 | 3 | 1 | 1 | 2 | 2 | 3 | 25
YES | List to be provided (5KV Systems) | EQUIP | ELEC-SYS | ELECTRICAL SYSTEM | ELSWGLV | ELECTRICAL SYS, SWITCH GEAR L-VOLT | A main distribution & safety panel for low volatage electrical power | Yellow tag, center below panel identifier |  | DIV03 | 1 | 1 | 1 | 2 | 3 | 1 | 1 | 2 | 2 | 3 | 25 | 5kv
YES | List to be provided (11KV Systems) | EQUIP | ELEC-SYS | ELECTRICAL SYSTEM | ELSWGMV | ELECTRICAL SYS, SWITCH GEAR M-VOLT | A main distribution & safety panel for medium voltage electrical power | Yellow tag, center below panel identifier |  | DIV03 | 1 | 1 | 1 | 2 | 3 | 1 | 1 | 2 | 2 | 3 | 25 | 11kv
YES |  | EQUIP | ELEC-SYS | ELECTRICAL SYSTEM | ELSWBRD | ELECTRICAL SYS, SWITCHBOARD | A main distribution & safety panel for electrical power | Yellow tag, center below panel identifier |  | DIV03 | 1 | 1 | 1 | 2 | 3 | 1 | 1 | 2 | 2 | 3 | 25
YES | List to be provided | EQUIP | ELEC-SYS | ELECTRICAL SYSTEM | EL-ATSW | ELECTRICAL SYS, TRANSFER SW AUTO | A device that automatically transfers electrical load | Yellow tag, center below panel identifier | FILTERS (IF APPLICABLE) | DIV03 | 1 | 1 | 1 | 2 | 3 | 1 | 1 | 2 | 2 | 3 | 30
YES |  | EQUIP | ELEC-SYS | ELECTRICAL SYSTEM | EL-MTSW | ELECTRICAL SYS, TRANSFER SW MANUAL | A device that is used to manually transfer electrical load | Yellow tag, center below panel identifier |  | DIV03 | 1 | 1 | 1 | 2 | 3 | 1 | 1 | 2 | 2 | 3 | 30
YES |  | EQUIP | ELEC-SYS | ELECTRICAL SYSTEM | EL-UPSU | ELECTRICAL SYS, UPS UNIT | A device which provides instant emergency battery power to a connected device | Yellow tag, center below panel identifier | FILTERS | DIV03 | 1 | 1 | 1 | 2 | 3 | 1 | 1 | 2 | 2 | 3 | 25
YES | Provide location list | FACILITY | ELEC-CO | ELECTRICAL, CARBON MONOXIDE SYSTEM | ELCOSYS | ELECTRICAL CARBON MONOXIDE DETECTOR | A device that detects carbon monoxide and alerts occupants | Bldg-Wide Virtual |  | DIV03 | 1 | 1 | 1 | 2 | 3 | 1 | 1 | 2 | 2 | 3 | 15
YES | Only tag if not co-located with Generator | EQUIP | GENERATOR | EMERGENCY GENERATOR | GENPANL | EMERGENCY GEN, PANEL OR ANNUNCIATOR |  | Yellow tag, only taged if not located on/near generator |  | OPS | 1 | 1 | 1 | 2 | 3 | 1 | 1 | 2 | 2 | 3 | 30
YES | List to be provided Verify a barcode tag has been placed on control panel | EQUIP | GENERATOR | EMERGENCY GENERATOR | GENDISL | EMERGENCY GENERATOR, DIESEL | A piece of equipment that provides emergency electrical back up power |  |  | OPS | 1 | 1 | 1 | 2 | 3 | 1 | 1 | 2 | 2 | 3 | 30 | Need rec for Gen-set and engine?
YES | List to be provided Verify a barcode tag has been placed on control panel | EQUIP | GENERATOR | EMERGENCY GENERATOR | GEN-GAS | EMERGENCY GENERATOR, GAS | A piece of equipment that provides emergency electrical back up power |  |  | OPS | 1 | 1 | 1 | 2 | 3 | 1 | 1 | 2 | 2 | 3 | 30 | Need rec for Gen-set and engine?
YES | List to be provided Verify a barcode tag has been placed on control panel | EQUIP | GENERATOR | EMERGENCY GENERATOR | GENNGAS | EMERGENCY GENERATOR, NATURAL GAS | A piece of equipment that provides emergency electrical back up power |  |  | OPS | 1 | 1 | 1 | 2 | 3 | 1 | 1 | 2 | 2 | 3 | 30
NO | No Action | EQUIP | PHONE | EMERGENCY PHONE | EPACCES | EMERGENCY PHONE, ACCESS | Campus emergency phone enclosures |  |  | OPS | 1 | 1 | 1 | 2 | 3 | 1 | 1 | 2 | 2 | 3 | 14
NO | No Action | EQUIP | PHONE | EMERGENCY PHONE | EPBLULT | EMERGENCY PHONE, BLUE LIGHT | Campus emergency phone enclosures, lit by blue light |  |  | OPS | 1 | 1 | 1 | 2 | 3 | 1 | 1 | 2 | 2 | 3 | 14
YES |  | EQUIP | EMER-WASH | EMERGENCY WASH STATION | EMRCOMB | EMERGENCY, COMBO EYEWASH,/SHOWER | An emergency wash station for eyes and body | Yellow tag on stanchion, orient vertically reading bottom-to-top |  | DIV02 | 1 | 1 | 1 | 2 | 3 | 1 | 1 | 2 | 2 | 3 | 20
YES |  | EQUIP | EMER-WASH | EMERGENCY WASH STATION | EMREYEW | EMERGENCY, EYEWASH STATION | An emergency wash station for the eyes | Type dependent, use best feasible |  | DIV02 | 1 | 1 | 1 | 2 | 3 | 1 | 1 | 2 | 2 | 3 | 20
YES |  | EQUIP | EMER-WASH | EMERGENCY WASH STATION | EMRSHWR | EMERGENCY, SHOWER STATION | An emergency wash station for the entire body | Yellow tag on stanchion, orient vertically reading bottom-to-top |  | DIV02 | 1 | 1 | 1 | 2 | 3 | 1 | 1 | 2 | 2 | 3 | 20
YES | Data to be included on parent asset spec info | EQUIP | ERU | ENERGY RECOVERY UNIT | ERU-A2A | ENERGY RECOVERY UNIT, AIR TO AIR | A system which uses building exhaust air to precondition incoming outdoor air | Spec |  | DIV08 | 2 | 2 | 2 | 3 | 4 | 2 | 1 | 3 | 3 | 4 | 20
YES | Data to be included on parent asset spec info | EQUIP | ERU | ENERGY RECOVERY UNIT | ERUPIPE | ENERGY RECOVERY UNIT, PIPE | A system which uses building exhaust air to precondition incoming outdoor air | Spec | NOTE COIL COUNT | DIV08 | 2 | 2 | 2 | 3 | 4 | 2 | 1 | 3 | 3 | 4 | 20
YES | Data to be included on parent asset spec info | EQUIP | ERU | ENERGY RECOVERY UNIT | ERUWHEL | ENERGY RECOVERY UNIT, WHEEL | A system which uses building exhaust air to precondition incoming outdoor air | Spec | DESICCANT/ENTHALPY & COUNT | DIV08 | 2 | 2 | 2 | 3 | 4 | 2 | 1 | 3 | 3 | 4 | 20
YES | List to be provided | EQUIP | ENVIROCHMB | ENVIRONMENTAL CHAMBER | ENVICMB | ENVIRONMENTAL CHAMBER | An enclosure used to replicate weather conditions and exposure to elements | Face Side | FANS/MOTORS/FILTERS | OPS | 2 | 2 | 2 | 3 | 4 | 2 | 1 | 3 | 3 | 4 | 20 | Intended for lab use (see refrigeration for cold rooms/walk in freezers)
NO | No Action | FACILITY | FACILITY | FACILITY RECORD | FACILITY | FACILITY RECORD | A record used for an entire facility. (No one specific use) | [14 empty] | Intended as a work-around for shortcomings on the facility PM form.
NO | Data to be included on parent asset spec info | EQUIP | FAN | FAN | FNCLTWR | FAN, COOLING TOWER | A fan that moves air through a cooling tower | Spec |  | DIV08 | 1 | 1 | 1 | 2 | 3 | 1 | 1 | 2 | 2 | 3 | 20 | Inventory these by the cell; PM tasks from Cooling Tower PM
YES |  | EQUIP | FAN | FAN | FNBATHR | FAN, EXHAUST, BATHROOM | A fan that exhausts air from bathrooms | Use 1/4in white tag |  | DIV08 | 3 | 3 | 3 | 4 | 4 | 3 | 1 | 4 | 4 | 4 | 15
YES |  | EQUIP | FAN | FAN | FNEXBLT | FAN, EXHAUST, BELT | A belt driven fan used to exhaust air from a space | Face or side of approach. If overhead place on underside. | BELTS (SIZE/QT.)/MOTOR | DIV08 | 2 | 2 | 2 | 3 | 4 | 2 | 1 | 3 | 3 | 4 | 15
YES |  | EQUIP | FAN | FAN | FNEXDIR | FAN, EXHAUST, DIRECT | A direct drive fan used to exhaust air from a space | Face or side of approach. If overhead place on underside. | MOTOR | DIV08 | 2 | 2 | 2 | 3 | 4 | 2 | 1 | 3 | 3 | 4 | 18
YES |  | EQUIP | FAN | FAN | FNKTNEX | FAN, EXHAUST, KITCHEN | A fan that exhausts air from kitchen areas | Face or side of approach. If overhead place on underside. |  | DIV08 | 2 | 2 | 2 | 3 | 4 | 2 | 1 | 3 | 3 | 4 | 15
YES |  | EQUIP | FAN | FAN | FNFLUGS | FAN, EXHUAST, FLUE GAS | A fan used to eject exhaust gases from combustion | Face or side of approach. If overhead place on underside. |  | DIV08 | 2 | 2 | 2 | 3 | 4 | 2 | 1 | 3 | 3 | 4 | 18
YES |  | EQUIP | FAN | FAN | FNEXWAL | FAN, EXHUAST, THRU WALL LOUVER | A fan used in to exhaust air from a space | Face or side of approach. If overhead place on underside. |  | DIV08 | 2 | 2 | 2 | 3 | 4 | 2 | 1 | 3 | 3 | 4 | 15
YES | Portfolio - CENTRAL HEAT PLANT only | EQUIP | FAN | FAN | FNFRDFT | FAN, FORCE DRAFT |  |  |  | DIV08 | 2 | 2 | 2 | 3 | 4 | 2 | 1 | 3 | 3 | 4 | 18
YES | Provide location list | FACILITY | FAN | FAN | FN-CIRC | FAN, GENERAL CIRCULATION | A fan that circulates air in a space. General use, pedestal, ceiling or wall mounted fans. | Bldg-Wide Virtual |  | DIV08 | 4 | 4 | 4 | 4 | 4 | 4 | 4 | 4 | 4 | 4 | 10 | Small point-of-use/ residential type fans
YES | Portfolio - CENTRAL HEAT PLANT only | EQUIP | FAN | FAN | FNINDCT | FAN, INDUCTION |  |  |  | DIV08 | 2 | 2 | 2 | 3 | 4 | 2 | 1 | 3 | 3 | 4 | 16
YES |  | EQUIP | FAN | FAN | FNRTBLT | FAN, RETURN, BELT | A fan that returns air from the building back to the supply fan. | Face or side of approach. If overhead place on underside. | BELTS (SIZE/QT.)/MOTOR | DIV08 | 2 | 2 | 2 | 3 | 4 | 2 | 1 | 3 | 3 | 4 | 22
YES |  | EQUIP | FAN | FAN | FNRTDIR | FAN, RETURN, DIRECT | A fan that returns air from the building back to the supply fan. | Face or side of approach. If overhead place on underside. | MOTOR | DIV08 | 2 | 2 | 2 | 3 | 4 | 2 | 1 | 3 | 3 | 4 | 22
YES |  | EQUIP | FAN | FAN | FNSTRBC | FAN, STROBIC | A fan used to eject fumes into the atmosphere | Face or side of approach. If overhead place on underside. | BELTS (SIZE/QT.)/MOTOR/FILTERS | DIV08 | 1 | 1 | 1 | 2 | 3 | 1 | 1 | 2 | 2 | 3 | 15
YES |  | EQUIP | FAN | FAN | FNSPBLT | FAN, SUPPLY, BELT | A belt driven fan used to supply air from a space | Face or side of approach. If overhead place on underside. | BELTS (SIZE/QT.)/MOTOR | DIV08 | 2 | 2 | 2 | 3 | 4 | 2 | 1 | 3 | 3 | 4 | 22
YES |  | EQUIP | FAN | FAN | FNSPDIR | FAN, SUPPLY, DIRECT | A direct drive fan used to supply air from a space | Face or side of approach. If overhead place on underside. | MOTOR | DIV08 | 2 | 2 | 2 | 3 | 4 | 2 | 1 | 3 | 3 | 4 | 22
YES | Provide location list | FACILITY | FILTRATION | FILTRATION | FILTAIR | FILTRATION, AIR | A filter installed on air lines to remove solids & particulates. | Bldg-Wide Virtual | NOTE QUANTITY BY ROOM/FILTER SIE/TYPE (STANDARD/ROLL) | DIV08 | 3 | 3 | 3 | 3 | 4 | 3 | 1 | 3 | 3 | 4 | 5 | Inteded for room-level supply/return air filters (roll-cut, etc.)
YES | Portfolio - CENTRAL HEAT PLANT only | EQUIP | FILTRATION | FILTRATION | FILTFUL | FILTRATION, FUEL OIL | A filter in a fuel line used to trap contaminants | Use hanger |  | DIV07 | 3 | 3 | 3 | 3 | 4 | 3 | 1 | 3 | 3 | 4 | 5
YES |  | EQUIP | FILTRATION | FILTRATION | FILTSND | FILTRATION, SAND | A sand filter installed on water feed lines to remove solids & particulates | Yellow tag on controller |  | DIV08 | 3 | 3 | 3 | 3 | 4 | 3 | 1 | 3 | 3 | 4 | 5
YES | Provide location list | FACILITY | FILTRATION | FILTRATION | FILTH2O | FILTRATION, WATER | A filter installed on domestic water feed lines to remove solids & particulates | Bldg-Wide Virtual | IF CARTRIDGE INCLUDE TYPE | DIV08 | 3 | 3 | 3 | 3 | 4 | 3 | 1 | 3 | 3 | 4 | 5 | Potential for stand-alone units with PM requirements
YES | List to be provided | FACILITY | FIRE ALARM | FIRE ALARM | FABATCB | FIRE ALARM, BATTERY CABINET |  | Bldg-Wide Virtual |  | OPS | 1 | 1 | 1 | 2 | 3 | 1 | 1 | 2 | 2 | 3 | 19
YES | Provide location list | FACILITY | FIRE ALARM | FIRE ALARM | FACOMBO | FIRE ALARM, COMBO SMOKE/CO DEVICE |  | Bldg-Wide Virtual |  | OPS | 1 | 1 | 1 | 2 | 3 | 1 | 1 | 2 | 2 | 3 | 25
YES | List to be provided | EQUIP | FIRE ALARM | FIRE ALARM | FACMDBX | FIRE ALARM, COMMAND BOX |  | Yellow tag on face |  | OPS | 1 | 1 | 1 | 2 | 3 | 1 | 1 | 2 | 2 | 3 | 18
NO | No Action | FACILITY | FIRE ALARM | FIRE ALARM | FAFIELD | FIRE ALARM, FIELD DEVICE |  |  |  | OPS | 1 | 1 | 1 | 2 | 3 | 1 | 1 | 2 | 2 | 3 | 15 | All other devices -horns/strobes/pull stations, etc.
YES | List to be provided | EQUIP | FIRE ALARM | FIRE ALARM | FAMSTBX | FIRE ALARM, MASTER BOX |  | Yellow tag on face |  | OPS | 1 | 1 | 1 | 2 | 3 | 1 | 1 | 2 | 2 | 3 | 18
NO | No Action | EQUIP | FIRE ALARM | FIRE ALARM | FAPANEL | FIRE ALARM, PANEL | A piece of equipment used to monitor & supervise fire alarm systems |  |  | OPS | 1 | 1 | 1 | 2 | 3 | 1 | 1 | 2 | 2 | 3 | 18
NO | No Action | EQUIP | FIRE ALARM | FIRE ALARM | FAPSPNL | FIRE ALARM, POWER SUPPLY PANEL |  |  |  | OPS | 1 | 1 | 1 | 2 | 3 | 1 | 1 | 2 | 2 | 3 | 19
YES | Provide location list | FACILITY | FIRE ALARM | FIRE ALARM | FASMOKE | FIRE ALARM, SMOKE DETECTOR |  | Bldg-Wide Virtual | APPLICABLE ONLY TO STAND-ALONE SYSTEM (NOT TIED TO FA SYSTEM) | DIV03 | 1 | 1 | 1 | 2 | 3 | 1 | 1 | 2 | 2 | 3 | 15
NO | No Action | FACILITY | FIRE ALARM | FIRE ALARM | FA-SNAC | FIRE ALARM, SUP NOTIF ALARM CIRCUIT |  |  |  | OPS | 1 | 1 | 1 | 2 | 3 | 1 | 1 | 2 | 2 | 3 | 18
NO | No Action | EQUIP | FIRE ALARM | FIRE ALARM | FATRMCB | FIRE ALARM, TERMINAL CABINET |  |  |  | OPS | 1 | 1 | 1 | 2 | 3 | 1 | 1 | 2 | 2 | 3 | 19
NO | No Action | FACILITY | FIREEXTGSR | FIRE EXTINGUISHER | FIRXTNG | FIRE EXTINGUISHER | A piece of portable equipment used to extinguish fires |  |  | OPS | 1 | 1 | 1 | 2 | 3 | 1 | 1 | 2 | 2 | 3 | 18
NO | No Action | EQUIP | FIREHYDRNT | FIRE HYDRANT PRIVATE | FIREHYD | FIRE HYDRANT, PRIVATE (BROWN) | A dedicated water source or tap used to extinguish fires |  |  | DIV02 | 2 | 2 | 2 | 2 | 3 | 2 | 1 | 2 | 2 | 3 | 25
YES | List to be provided | FACILITY | FIRESUPSYS | FIRE SUPPRESSION SYSTEM | FSDRYSY | FIRE SUPPRES, DRY SYSTEM | A system used to provide dry-fire suppression to the building | Bldg-Wide Virtual |  | OPS | 1 | 1 | 1 | 2 | 3 | 1 | 1 | 2 | 2 | 3 | 25
NO | No Action | FACILITY | FIRESUPSYS | FIRE SUPPRESSION SYSTEM | FSFDCON | FIRE SUPPRES, FIRE DEPT CONNECTIONS | A dedicated water source or tap used to extinguish fires |  |  | OPS | 1 | 1 | 1 | 2 | 3 | 1 | 1 | 2 | 2 | 3 | 25
YES | List to be provided | FACILITY | FIRESUPSYS | FIRE SUPPRESSION SYSTEM | FSNRTGS | FIRE SUPPRES, INERT GAS |  | Bldg-Wide Virtual |  | OPS | 1 | 1 | 1 | 2 | 3 | 1 | 1 | 2 | 2 | 3 | 25
NO | No Action | FACILITY | FIRESUPSYS | FIRE SUPPRESSION SYSTEM | FSMDRAN | FIRE SUPPRES, MAIN DRAIN |  |  |  | OPS | 1 | 1 | 1 | 2 | 3 | 1 | 1 | 2 | 2 | 3 | 25
NO | No Action | FACILITY | FIRESUPSYS | FIRE SUPPRESSION SYSTEM | FSRISER | FIRE SUPPRES, RISER |  |  |  | OPS | 1 | 1 | 1 | 2 | 3 | 1 | 1 | 2 | 2 | 3 | 25
NO | No Action | FACILITY | FIRESUPSYS | FIRE SUPPRESSION SYSTEM | FSSPKLR | FIRE SUPPRES, SPRINKLER |  |  |  | OPS | 1 | 1 | 1 | 2 | 3 | 1 | 1 | 2 | 2 | 3 | 25
NO | No Action | FACILITY | FIRESUPSYS | FIRE SUPPRESSION SYSTEM | FSTMPFL | FIRE SUPPRES, TAMPER/FLOW SWITCHES |  |  |  | OPS | 1 | 1 | 1 | 2 | 3 | 1 | 1 | 2 | 2 | 3 | 12
YES | List to be provided | FACILITY | FIRESUPSYS | FIRE SUPPRESSION SYSTEM | FSWETCM | FIRE SUPPRES, WET CHEMICAL |  | Bldg-Wide Virtual |  | OPS | 1 | 1 | 1 | 2 | 3 | 1 | 1 | 2 | 2 | 3 | 25
NO | No Action | FACILITY | FIRESUPSYS | FIRE SUPPRESSION SYSTEM | FSZVALV | FIRE SUPPRES, ZONE VALVES |  |  |  | OPS | 1 | 1 | 1 | 2 | 3 | 1 | 1 | 2 | 2 | 3 | 25
NO | No Action | NONE | FIREESCAPE | FIREESCAPE | FIRSCAP | FIRE ESCAPE | An emergency means of exit mounted to the exterior of a building |  |  | DIV01 | 1 | 1 | 1 | 2 | 3 | 1 | 1 | 2 | 2 | 3 | 25
YES | List to be provided | EQUIP | FIREPLACE | FIREPLACE | FIRPGAS | FIREPLACE, GAS | A structure designed to contain and vent indoor fires | Bldg-Wide Virtual |  | DIV01 | 2 | 2 | 2 | 3 | 4 | 2 | 1 | 3 | 3 | 4 | 25
YES | List to be provided | EQUIP | FIREPLACE | FIREPLACE | FIRPWOD | FIREPLACE, WOOD | A structure designed to contain and vent indoor fires | Bldg-Wide Virtual |  | DIV01 | 2 | 2 | 2 | 3 | 4 | 2 | 1 | 3 | 3 | 4 | 25
YES |  | EQUIP | FUME-HOOD | FUME HOOD | FUMHOOD | FUME HOOD | A work station designed to remove odors & vapors from a lab area | White on upper right most corner | NOTE WHICH EXHAUST IT IS TIED TO (PARENT ID) | OPS | 1 | 1 | 1 | 2 | 3 | 1 | 1 | 2 | 2 | 3 | 15 | PM task to include controllers
YES |  | EQUIP | FURNACE | FURNACE | FURNGAS | FURNACE, GAS FORCED AIR | A device which heats and distributes air by burning gas or oil | Face Side | CONDENSATE PUMP?/FILTERS | DIV02 | 1 | 1 | 1 | 2 | 3 | 1 | 1 | 2 | 2 | 3 | 18
YES |  | EQUIP | FURNACE | FURNACE | FURNOIL | FURNACE, OIL FORCED AIR | A device which heats and distributes air by burning gas or oil | Face Side | CONDENSATE PUMP?/FILTERS (AIR/OIL) | DIV02 | 1 | 1 | 1 | 2 | 3 | 1 | 1 | 2 | 2 | 3 | 18
YES | Provide location list | FACILITY | GASSYSTEM | GAS SYSTEM, MEDICAL, LAB, ETC. | GSCDIOX | GAS SYSTEM, CARBON DIOXIDE | The system or components that provide carbon dioxide gas to the building | Bldg-Wide Virtual | INCLUDE LABS SERVICED TO | N/A | 1 | 1 | 1 | 2 | 3 | 1 | 1 | 2 | 2 | 3 | 18
YES | Provide location list | FACILITY | GASSYSTEM | GAS SYSTEM, MEDICAL, LAB, ETC. | GSCPAIR | GAS SYSTEM, COMPRESSED AIR | The system or components that provide compressed air to the building | Bldg-Wide Virtual | INCLUDE LABS SERVICED TO (TIE REC TO PUMP) | N/A | 1 | 1 | 1 | 2 | 3 | 1 | 1 | 2 | 2 | 3 | 18
YES | Provide location list | FACILITY | GASSYSTEM | GAS SYSTEM, MEDICAL, LAB, ETC. | GSNTGAS | GAS SYSTEM, NATURAL GAS | The system or components that provide natural gas to the building | Bldg-Wide Virtual | INCLUDE LABS SERVICED TO | N/A | 1 | 1 | 1 | 2 | 3 | 1 | 1 | 2 | 2 | 3 | 18
YES | Provide location list | FACILITY | GASSYSTEM | GAS SYSTEM, MEDICAL, LAB, ETC. | GSNITRO | GAS SYSTEM, NITROGEN | The system or components that provide nitrogen gas to the building | Bldg-Wide Virtual | INCLUDE LABS SERVICED TO | N/A | 1 | 1 | 1 | 2 | 3 | 1 | 1 | 2 | 2 | 3 | 18
YES | Provide location list | FACILITY | GASSYSTEM | GAS SYSTEM, MEDICAL, LAB, ETC. | GSOXYGN | GAS SYSTEM, OXYGEN | The system or components that provide oxygen gas to the building | Bldg-Wide Virtual | INCLUDE LABS SERVICED TO | N/A | 1 | 1 | 1 | 2 | 3 | 1 | 1 | 2 | 2 | 3 | 18
YES | Provide location list | FACILITY | GASSYSTEM | GAS SYSTEM, MEDICAL, LAB, ETC. | GSVACUM | GAS SYSTEM, VACUUM | The system or components that provide vacuum to the building | Bldg-Wide Virtual | INCLUDE LABS SERVICED TO (TIE REC TO PUMP) | N/A | 1 | 1 | 1 | 2 | 3 | 1 | 1 | 2 | 2 | 3 | 18
YES | Portfolios included- BIOMED/ACD. RESEARCH/DORMS Provide location list | FACILITY | ELEC-GFCI | GFCI RECEPTACLES | EL-GFCI | ELECTRICAL GROUND FAULT CIRCUIT INT | A device that automatically disconnects electrical power when a fault is detected | Bldg-Wide Virtual |  | DIV03 | 1 | 1 | 1 | 2 | 3 | 1 | 1 | 2 | 2 | 3 | 20
YES | List to be provided Should already have barcode tag, verify and apply if missing. | EQUIP | HEAT-EXCH | HEAT EXCHANGER | HXPLTFM | HEAT EXCHANGER, PLATE FRAME | A device used to exchange water temperature | Face side / Near main plaque or Mnf. info plate. |  | DIV08 | 2 | 2 | 2 | 3 | 3 | 2 | 1 | 3 | 3 | 3 | 25
YES | List to be provided Should already have barcode tag, verify and apply if missing. | EQUIP | HEAT-EXCH | HEAT EXCHANGER | HXSHLTB | HEAT EXCHANGER, SHELL TUBE | A device used to exchange water temperature | Yellow tag on stanchion, or identifying plaque. |  | DIV07 | 2 | 2 | 2 | 3 | 3 | 2 | 1 | 3 | 3 | 3 | 25
YES | Portfolio - CENTRAL HEAT PLANT only | EQUIP | HEATER | HEATER | HFULOIL | HEATER, FUEL OIL | A piece of equipment used to heat (pre-heat) fuel oil for use in combustion (CHP) |  |  | DIV07 | 1 | 1 | 1 | 2 | 3 | 1 | 1 | 2 | 2 | 3 | 18 | Heater descriptions (follows sequence of operation): (x5) Heaters in Oil Storage Tanks (x1 each), (x2) HX's (utilizing steam) heats to 160', (x3) Pre-Heaters, (x1 on each boiler), heats to 190'.
YES |  | EQUIP | HEPA-UNIT | HEPA UNIT | HEPAUNT | HEPA UNIT | High-efficiency particulate air filter | Face side | FILTER | DIV08 | 1 | 1 | 1 | 2 | 3 | 1 | 1 | 2 | 2 | 3 | 16
YES |  | EQUIP | HW-HEATER | HOT WATER HEATER | HWHELEC | HOT WATER HEATER, ELECTRIC | A vessel used to make hot water using electricity | Face side | CAPACITY (GAL) | DIV02 | 3 | 3 | 3 | 3 | 3 | 3 | 1 | 3 | 3 | 3 | 10
YES |  | EQUIP | HW-HEATER | HOT WATER HEATER | HWH-GAS | HOT WATER HEATER, GAS | A vessel used to make hot water using gas | Face side | CAPACITY (GAL) | DIV02 | 3 | 3 | 3 | 3 | 3 | 3 | 1 | 3 | 3 | 3 | 10
YES |  | EQUIP | HW-HEATER | HOT WATER HEATER | HWH-IND | HOT WATER HEATER, INDIRECT FIRE | A vessel used to make hot water through indirect means of firing | Face side | CAPACITY (GAL) | DIV02 | 3 | 3 | 3 | 3 | 3 | 3 | 1 | 3 | 3 | 3 | 10
YES |  | EQUIP | HW-HEATER | HOT WATER HEATER | HWH-OIL | HOT WATER HEATER, OIL | A vessel used to make hot water using oil | Face side | CAPACITY (GAL), OIL FILTER | DIV02 | 3 | 3 | 3 | 3 | 3 | 3 | 1 | 3 | 3 | 3 | 10
YES |  | EQUIP | HW-HEATER | HOT WATER HEATER | HWH-STM | HOT WATER HEATER, STEAM | A vessel used to make hot water using steam | Face side | CAPACITY (GAL) | DIV02 | 3 | 3 | 3 | 3 | 3 | 3 | 1 | 3 | 3 | 3 | 10
YES |  | EQUIP | HUMIDIFIER | HUMIDIFIER | HUMSLFC | HUMIDIFIER, SELF CONTAINED | A piece of equipment that is used to increase moisture in the air | Face side |  | DIV08 | 2 | 2 | 2 | 3 | 4 | 2 | 1 | 3 | 3 | 4 | 15
YES |  | EQUIP | HUMIDIFIER | HUMIDIFIER | HUM-STM | HUMIDIFIER, STEAM | A piece of equipment that is used to increase moisture in the air | Face side |  | DIV08 | 2 | 2 | 2 | 3 | 4 | 2 | 1 | 3 | 3 | 4 | 15
YES |  | EQUIP | HUMIDIFIER | HUMIDIFIER | HUMUSON | HUMIDIFIER, ULTRA SONIC | A piece of equipment that is used to increase moisture in the air | Face side |  | DIV08 | 2 | 2 | 2 | 3 | 4 | 2 | 1 | 3 | 3 | 4 | 15
YES |  | EQUIP | HYDRATION | HYDRATION | HYDSTAN | HYDRATION STATION-FOUNTAIN | A fountain or bubbler which provides drinking water | White tag placed obscure. Depending on type, place on side or lower portion of unit. | WATER FILTER (IF EQUIPED) | DIV02 | 2 | 2 | 2 | 3 | 4 | 2 | 1 | 3 | 3 | 4 | 15
NO | No Action | EQUIP | ICEMAKER | ICEMAKER | ICEMAKR | ICE MAKER | An appliance designed to make & store ice |  |  | DIV08 | 3 | 3 | 3 | 4 | 4 | 3 | 1 | 4 | 4 | 4 | 10
YES | List to be provided | FACILITY | LIGHTING | LIGHTING | LTGCTRL | LIGHTING, CONTROLS | Lighting control panels | Bldg-Wide Virtual |  | OPS | 2 | 2 | 2 | 3 | 4 | 2 | 1 | 3 | 3 | 4 | 20 | Ex: LUTRON systems
YES | Provide location list | FACILITY | LIGHTING | LIGHTING | LT-EMRG | LIGHTING, EMERGENCY | A piece of lighting equipment that illuminates an area when normal power is interrupted | Bldg-Wide Virtual |  | DIV03 | 1 | 1 | 1 | 2 | 3 | 1 | 1 | 2 | 2 | 3 | 14
YES |  | FACILITY | LIGHTING | LIGHTING | LT-EXIT | LIGHTING, EXIT LIGHT | A piece of lighting equipment that illuminates building exits | Bldg-Wide Virtual |  | DIV03 | 1 | 1 | 1 | 2 | 3 | 1 | 1 | 2 | 2 | 3 | 20
NO | No Action | FACILITY | LIGHTING | LIGHTING | LTXPOLE | LIGHTING, EXTERIOR POLE | A raised source of light on paths or walkways |  |  | DIV03 | 2 | 2 | 2 | 3 | 3 | 2 | 1 | 3 | 3 | 3 | 20
NO | No Action | FACILITY | LIGHTING | LIGHTING | LTXPLED | LIGHTING, EXTERIOR POLE LED | A raised source of light on paths or walkways |  |  | DIV03 | 2 | 2 | 2 | 3 | 3 | 2 | 1 | 3 | 3 | 3 | 20
NO | No Action | FACILITY | LIGHTING | LIGHTING | LTXWLPK | LIGHTING, EXTERIOR WALL PACK | A raised source of light mounted on the exterior of buildings |  |  | DIV03 | 2 | 2 | 2 | 3 | 3 | 2 | 1 | 3 | 3 | 3 | 20
NO | No Action | FACILITY | LIGHTING | LIGHTING | LTXWLED | LIGHTING, EXTERIOR WALL PACK LED | A raised source of light mounted on the exterior of buildings |  |  | DIV03 | 2 | 2 | 2 | 3 | 3 | 2 | 1 | 3 | 3 | 3 | 20
NO | No Action | FACILITY | LIGHTING | LIGHTING | LTINTER | LIGHTING, INTERIOR | Any interior light source |  |  | DIV03 | 2 | 2 | 2 | 3 | 4 | 2 | 1 | 3 | 3 | 4 | 20
NO | No Action | FACILITY | LIGHTNING | LIGHTNING PROTECTION | LITNING | LIGHTNING PROTECTION | All components which comprise and protect a building from lightning strikes. |  |  | DIV01 | 1 | 1 | 1 | 1 | 1 | 1 | 1 | 1 | 1 | 1 | 20
YES | Provide location list | FACILITY | LOUVERS | LOUVERS | LUVXSCR | LOUVERS, EXTERIOR GRILL SCREENS | A screen attached to exterior louvers preventing animal or debris entry | Bldg-Wide Virtual |  | DIV01 | 3 | 3 | 3 | 4 | 4 | 3 | 1 | 4 | 4 | 4 | 25
NO | No Action | EQUIP | METER | METER | METAIRF | METER, AIR FLOW | A meter used to measure air flow | Spec |  | OPS | 3 | 3 | 3 | 3 | 4 | 3 | 1 | 3 | 3 | 4 | 25 | Include as spec on AHU's (i.e Pitot tubes)
YES | List to be provided | EQUIP | METER | METER | MET-CHW | METER, CHILLED WATER | A device used to measure chilled water | Use hanger |  | OPS | 3 | 3 | 3 | 3 | 4 | 3 | 1 | 3 | 3 | 4 | 25
YES | List to be provided | EQUIP | METER | METER | METCOND | METER, CONDENSATE | A device used to measure steam condensate | Use hanger |  | OPS | 3 | 3 | 3 | 3 | 4 | 3 | 1 | 3 | 3 | 4 | 25
YES | List to be provided | EQUIP | METER | METER | METELEC | METER, ELECTRIC | A device used to measure electrical use | Use hanger | ONLY THOSE OWNED BY BROWN | OPS | 3 | 3 | 3 | 3 | 4 | 3 | 1 | 3 | 3 | 4 | 25
YES | List to be provided | EQUIP | METER | METER | MET-GAS | METER, GAS | A device used to measure gas use | Use hanger |  | OPS | 3 | 3 | 3 | 3 | 4 | 3 | 1 | 3 | 3 | 4 | 25
YES | List to be provided | EQUIP | METER | METER | METHTHW | METER, HIGH TEMP HOT WATER | A device used to measure high temp hot water | Use hanger |  | OPS | 3 | 3 | 3 | 3 | 4 | 3 | 1 | 3 | 3 | 4 | 25
YES | List to be provided | EQUIP | METER | METER | METSTEM | METER, STEAM | A device used to measure steam | Use hanger |  | OPS | 3 | 3 | 3 | 3 | 4 | 3 | 1 | 3 | 3 | 4 | 25
YES | List to be provided | EQUIP | METER | METER | METWATR | METER, WATER | A device used to measure city water use | Use hanger |  | OPS | 3 | 3 | 3 | 3 | 4 | 3 | 1 | 3 | 3 | 4 | 25
YES | List to be provided | EQUIP | MONITOR | MONITORING SYSTEM | MONFLOW | MONITORING SYSTEM, FLOW STATION | A system or device which measures hydro-flow rate and temperature | Face side |  | OPS | 1 | 1 | 1 | 2 | 3 | 1 | 1 | 2 | 2 | 3 | 10
YES | List to be provided | EQUIP | MONITOR | MONITORING SYSTEM | MONNGAS | MONITORING SYSTEM, NATURAL GAS | A system or device which measures gas levels | Face side |  | OPS | 1 | 1 | 1 | 2 | 3 | 1 | 1 | 2 | 2 | 3 | 10
YES | List to be provided | EQUIP | MONITOR | MONITORING SYSTEM | MONOXYG | MONITORING SYSTEM, OXYGEN | A system or device which measures oxygen levels | Face side |  | OPS | 1 | 1 | 1 | 2 | 3 | 1 | 1 | 2 | 2 | 3 | 10
YES | List to be provided | EQUIP | MONITOR | MONITORING SYSTEM | MONRFRG | MONITORING SYSTEM, REFRIGERATION | A system or device which measures refrigerant levels | Face side |  | OPS | 1 | 1 | 1 | 2 | 3 | 1 | 1 | 2 | 2 | 3 | 10
YES | Data too be included on parent asset info | EQUIP | MOTOR | MOTORS | MTRACSM | MOTOR, AC < 20HP | A piece of equipment that converts electrical energy to rotational mechanical energy | Spec | INCLUDED ON PARENT REC. FORMAT AS FOLLOWS: MOTOR: MAKE, MODEL#/CAT#/SPEC# or TYPE:, SN#, HP:, RPM:, PH:, VOLTS:, AMPS:, PF:, DUTY CYCLE, FRAME:, ENCL:, INSUL CLASS:, NEMA RATING:, WEIGHT: | DIV03 | 2 | 2 | 2 | 3 | 4 | 2 | 1 | 3 | 3 | 4 | 10
YES |  | EQUIP | MOTOR | MOTORS | MTRACLG | MOTOR, AC > 20HP | A piece of equipment that converts electrical energy to rotational mechanical energy | Yellow tag on or near Mnf. plate. Use hanger if needed. | TIE TO PARENT REC. FORMAT AS FOLLOWS: MOTOR: MAKE, MODEL#/CAT#/SPEC# or TYPE:, SN#, HP:, RPM:, PH:, VOLTS:, AMPS:, PF:, DUTY CYCLE, FRAME:, ENCL:, INSUL CLASS:, NEMA RATING:, WEIGHT: | DIV03 | 1 | 1 | 1 | 2 | 3 | 1 | 1 | 2 | 2 | 3 | 10
YES | Data too be included on parent asset info | EQUIP | MOTOR | MOTORS | MTRDCSM | MOTOR, DC < 20HP | A piece of equipment that converts electrical energy to rotational mechanical energy | Spec | INCLUDED ON PARENT REC. FORMAT AS FOLLOWS: MOTOR: MAKE, MODEL#/CAT#/SPEC# or TYPE:, SN#, HP:, RPM:, PH:, VOLTS:, AMPS:, PF:, DUTY CYCLE, FRAME:, ENCL:, INSUL CLASS:, NEMA RATING:, WEIGHT: | DIV03 | 2 | 2 | 2 | 3 | 4 | 2 | 1 | 3 | 3 | 4 | 10
YES |  | EQUIP | MOTOR | MOTORS | MTRDCLG | MOTOR, DC > 20HP | A piece of equipment that converts electrical energy to rotational mechanical energy | Yellow tag on or near Mnf. plate. Use hanger if needed. | TIE TO PARENT REC. FORMAT AS FOLLOWS: MOTOR: MAKE, MODEL#/CAT#/SPEC# or TYPE:, SN#, HP:, RPM:, PH:, VOLTS:, AMPS:, PF:, DUTY CYCLE, FRAME:, ENCL:, INSUL CLASS:, NEMA RATING:, WEIGHT: | DIV03 | 1 | 1 | 1 | 2 | 3 | 1 | 1 | 2 | 2 | 3 | 10
YES | Data too be included on parent asset info | EQUIP | PH-NEUTRL | PH NEUTRALIZATION SYSTEM | PHNUCRT | PH NEUTRALIZATION CARTRIDGE | A system used to treat special waste before discharge to the sewer | Spec |  | DIV08 | 1 | 1 | 1 | 2 | 3 | 1 | 1 | 2 | 2 | 3 | 15
YES | Data too be included on parent asset info | EQUIP | PH-NEUTRL | PH NEUTRALIZATION SYSTEM | PHNUTSY | PH NEUTRALIZATION SYSTEM | A system used to treat special waste before discharge to the sewer | Spec |  | DIV08 | 1 | 1 | 1 | 2 | 3 | 1 | 1 | 2 | 2 | 3 | 15
YES | Data too be included on parent asset info | EQUIP | PH-NEUTRL | PH NEUTRALIZATION SYSTEM | PHNUTNK | PH NEUTRALIZATION TANK | A system used to treat special waste before discharge to the sewer | Spec |  | DIV08 | 1 | 1 | 1 | 2 | 3 | 1 | 1 | 2 | 2 | 3 | 15
YES | List to be provided | EQUIP | PRSSRVESSL | PRESSURE VESSEL | PRSVESL | PRESSURE VESSEL |  | On or near main identifying plaque |  | DIV02 | 1 | 1 | 1 | 2 | 3 | 1 | 1 | 2 | 2 | 3 | 25
YES |  | EQUIP | PUMP | PUMP | PUBLRFD | PUMP, BOILER FEED | A pump used for feedwater to a boiler | Yellow tag on pump, do not place on motor. Place on or near Mnf. plate. Use hanger if needed. | MOTOR, FLOW/GPM, MAX WATER PRES., DISCHARGE HEAD OR FEET | DIV08 | 2 | 2 | 2 | 3 | 3 | 2 | 1 | 3 | 3 | 3 | 18
YES |  | EQUIP | PUMP | PUMP | PUBOSTG | PUMP, BOOSTER-GAS | A pump/machine used to increase gas pressure on a system. | Face side | MOTOR, FLOW/GPM, MAX WATER PRES., DISCHARGE HEAD OR FEET | DIV02 | 1 | 1 | 1 | 1 | 2 | 1 | 1 | 2 | 2 | 2 | 18
YES |  | EQUIP | PUMP | PUMP | PUBOSTW | PUMP, BOOSTER-WATER | A pump used to increase flow & pressure on a buildings domestic (city) water system | Yellow tag on pump, do not place on motor. Place on or near Mnf. plate. Use hanger if needed. If duplex system, place 1 tag on controller. | MOTOR, FLOW/GPM, MAX WATER PRES., DISCHARGE HEAD OR FEET | DIV02 | 1 | 1 | 1 | 2 | 3 | 1 | 1 | 2 | 2 | 3 | 18
YES |  | EQUIP | PUMP | PUMP | PU-CHEM | PUMP, CHEMICAL | A pump used to inject chemicals into a system | Yellow tag on pump, do not place on motor. Place on or near Mnf. plate. Use hanger if needed. | MOTOR, FLOW/GPM, MAX WATER PRES., DISCHARGE HEAD OR FEET | DIV07 | 3 | 3 | 3 | 3 | 4 | 3 | 1 | 3 | 3 | 4 | 18
YES |  | EQUIP | PUMP | PUMP | PUCHWTR | PUMP, CHILLED WATER | A pump that circulates chilled water | Yellow tag on pump, do not place on motor. Place on or near Mnf. plate. Use hanger if needed. | MOTOR, FLOW/GPM, MAX WATER PRES., DISCHARGE HEAD OR FEET | DIV08 | 1 | 1 | 1 | 2 | 3 | 1 | 1 | 2 | 2 | 3 | 18
YES |  | EQUIP | PUMP | PUMP | PU-COND | PUMP, CONDENSATE | A pump used to move steam condensate | Yellow tag on pump, do not place on motor. Place on or near Mnf. plate. Use hanger if needed. If duplex system, place 1 tag on controller. | MOTOR, FLOW/GPM, MAX WATER PRES., DISCHARGE HEAD OR FEET/ DUPLEX SYSTEM WITH TANK? | DIV07 | 1 | 1 | 1 | 2 | 3 | 1 | 1 | 2 | 2 | 3 | 18
YES |  | EQUIP | PUMP | PUMP | PUCDWTR | PUMP, CONDENSER WATER | A pump that circulates condenser water | Yellow tag on pump, do not place on motor. Place on or near Mnf. plate. Use hanger if needed. | MOTOR, FLOW/GPM, MAX WATER PRES., DISCHARGE HEAD OR FEET | DIV08 | 1 | 1 | 1 | 2 | 3 | 1 | 1 | 2 | 2 | 3 | 18
YES | Data too be included on parent asset info | EQUIP | PUMP | PUMP | PUCOOLT | PUMP, COOLING TOWER | A pump used to circulate water through a cooling tower | Spec | MOTOR, FLOW/GPM, MAX WATER PRES., DISCHARGE HEAD OR FEET | DIV07 | 1 | 1 | 1 | 2 | 3 | 1 | 1 | 2 | 2 | 3 | 18
YES |  | EQUIP | PUMP | PUMP | PUDHUMD | PUMP, DEHUMIDIFICATION | A pump that circulates a dehumidification loop | Yellow tag on pump, do not place on motor. Place on or near Mnf. plate. Use hanger if needed. | MOTOR, FLOW/GPM, MAX WATER PRES., DISCHARGE HEAD OR FEET | DIV08 | 1 | 1 | 1 | 2 | 3 | 1 | 1 | 2 | 2 | 3 | 18
YES |  | EQUIP | PUMP | PUMP | PUDOMST | PUMP, DOMESTIC WATER | A pump that circulates domestic water | Yellow tag on pump, do not place on motor. Place on or near Mnf. plate. Use hanger if needed. | MOTOR, FLOW/GPM, MAX WATER PRES., DISCHARGE HEAD OR FEET | DIV02 | 1 | 1 | 1 | 2 | 3 | 1 | 1 | 2 | 2 | 3 | 18
YES |  | EQUIP | PUMP | PUMP | PUDULSV | PUMP, DUAL SERVICE | A pump that can be switched to circulate chilled, hot or condenser water | Yellow tag on pump, do not place on motor. Place on or near Mnf. plate. Use hanger if needed. | MOTOR, FLOW/GPM, MAX WATER PRES., DISCHARGE HEAD OR FEET | DIV08 | 1 | 1 | 1 | 2 | 3 | 1 | 1 | 2 | 2 | 3 | 18
YES |  | EQUIP | PUMP | PUMP | PUFDWTR | PUMP, FEEDWATER | A pump used for feedwater to equipment | Yellow tag on pump, do not place on motor. Place on or near Mnf. plate. Use hanger if needed. | MOTOR, FLOW/GPM, MAX WATER PRES., DISCHARGE HEAD OR FEET | DIV07 | 2 | 2 | 2 | 3 | 3 | 2 | 1 | 3 | 3 | 3 | 18
YES |  | EQUIP | PUMP | PUMP | PUJOCKY | PUMP, FIRE JOCKEY | A pump used to maintain pressure in a fire protection system | Yellow tag on pump, do not place on motor. Place on or near Mnf. plate. Use hanger if needed. | MOTOR, FLOW/GPM, MAX WATER PRES., DISCHARGE HEAD OR FEET | OPS | 1 | 1 | 1 | 2 | 3 | 1 | 1 | 2 | 2 | 3 | 18
YES |  | EQUIP | PUMP | PUMP | PU-FIRE | PUMP, FIRE SUPPRESSION | A pump used to deliver water to a fire suppression system | Yellow tag on pump, do not place on motor. Place on or near Mnf. plate. Use hanger if needed. | MOTOR, FLOW/GPM, MAX WATER PRES., DISCHARGE HEAD OR FEET | OPS | 1 | 1 | 1 | 2 | 3 | 1 | 1 | 2 | 2 | 3 | 18
YES |  | EQUIP | PUMP | PUMP | PUFZBLD | PUMP, FREEZE OR BLEND | A pump used to circulate water through a units cooling loop | Yellow tag on pump, do not place on motor. Place on or near Mnf. plate. Use hanger if needed. | MOTOR, FLOW/GPM, MAX WATER PRES., DISCHARGE HEAD OR FEET | ,DIV08 | 1 | 1 | 1 | 2 | 3 | 1 | 1 | 2 | 2 | 3 | 18
YES |  | EQUIP | PUMP | PUMP | PUFUTRN | PUMP, FUEL TRANSFER | A pump used to transfer fuel from one storage tank to another | Yellow tag on pump, do not place on motor. Place on or near Mnf. plate. Use hanger if needed. | MOTOR, FLOW/GPM, MAX WATER PRES., DISCHARGE HEAD OR FEET | OPS | 1 | 1 | 1 | 2 | 3 | 1 | 1 | 2 | 2 | 3 | 18
YES |  | EQUIP | PUMP | PUMP | PUGLYCL | PUMP, GLYCOL | A pump used to inject glycol into a system | Yellow tag on pump, do not place on motor. Place on or near Mnf. plate. Use hanger if needed. | MOTOR, FLOW/GPM, MAX WATER PRES., DISCHARGE HEAD OR FEET | DIV08 | 1 | 1 | 1 | 2 | 3 | 1 | 1 | 2 | 2 | 3 | 18
YES |  | EQUIP | PUMP | PUMP | PU-HWTR | PUMP, HOT WATER | A pump that circulates hot water | Yellow tag on pump, do not place on motor. Place on or near Mnf. plate. Use hanger if needed. | MOTOR, FLOW/GPM, MAX WATER PRES., DISCHARGE HEAD OR FEET | DIV08 | 1 | 1 | 1 | 2 | 3 | 1 | 1 | 2 | 2 | 3 | 18
YES |  | EQUIP | PUMP | PUMP | PUHYDRO | PUMP, HYDRONIC CIRCULATION | A pump for general hot water circulation throughout a building | Yellow tag on pump, do not place on motor. Place on or near Mnf. plate. Use hanger if needed. | MOTOR, FLOW/GPM, MAX WATER PRES., DISCHARGE HEAD OR FEET | DIV08 | 1 | 1 | 1 | 2 | 3 | 1 | 1 | 2 | 2 | 3 | 18
YES |  | EQUIP | PUMP | PUMP | PUMUWTR | PUMP, MAKE UP WATER |  | Yellow tag on pump, do not place on motor. Place on or near Mnf. plate. Use hanger if needed. | MOTOR, FLOW/GPM, MAX WATER PRES., DISCHARGE HEAD OR FEET | DIV08 | 1 | 1 | 1 | 2 | 3 | 1 | 1 | 2 | 2 | 3 | 18
YES |  | EQUIP | PUMP | PUMP | PUPHNUT | PUMP, PH NEUTRALIZATION | A pump servicing a PH neutralization system | Yellow tag on pump, do not place on motor. Place on or near Mnf. plate. Use hanger if needed. | MOTOR, FLOW/GPM, MAX WATER PRES., DISCHARGE HEAD OR FEET | DIV08 | 1 | 1 | 1 | 2 | 3 | 1 | 1 | 2 | 2 | 3 | 18
YES |  | EQUIP | PUMP | PUMP | PU-POOL | PUMP, POOL WATER | A pump that circulates pool water | Yellow tag on pump, do not place on motor. Place on or near Mnf. plate. Use hanger if needed. | MOTOR, FLOW/GPM, MAX WATER PRES., DISCHARGE HEAD OR FEET | DIV08 | 1 | 1 | 1 | 2 | 3 | 1 | 1 | 2 | 2 | 3 | 18
YES |  | EQUIP | PUMP | PUMP | PU-PROC | PUMP, PROCESS WATER | A pump used for process water. I.e. Heat recovery loops | Yellow tag on pump, do not place on motor. Place on or near Mnf. plate. Use hanger if needed. | MOTOR, FLOW/GPM, MAX WATER PRES., DISCHARGE HEAD OR FEET | DIV02 | 1 | 1 | 1 | 2 | 3 | 1 | 1 | 2 | 2 | 3 | 16
YES |  | EQUIP | PUMP | PUMP | PUSEWER | PUMP, SEWER OR LIFT STATION | A pump used to lift sanitary waste to a gravity drain | Yellow tag on controller | MOTOR, FLOW/GPM, MAX WATER PRES., DISCHARGE HEAD OR FEET CONFINED SPACE (Y/N?) | DIV02 | 1 | 1 | 1 | 2 | 3 | 1 | 1 | 2 | 2 | 3 | 16
YES |  | EQUIP | PUMP | PUMP | PU-SUMP | PUMP, SUMP | A pump used to drain pits & sumps | Yellow tag on pump, do not place on motor. Place on or near Mnf. plate. Use hanger if needed. | MOTOR, FLOW/GPM, MAX WATER PRES., DISCHARGE HEAD OR FEET | DIV02 | 1 | 1 | 1 | 2 | 3 | 1 | 1 | 2 | 2 | 3 | 12
YES |  | EQUIP | PUMP | PUMP | PUVACUM | PUMP, VACUUM | A pump designed to create a vacuum | Yellow tag on pump, do not place on motor. Place on or near Mnf. plate. Use hanger if needed. | MOTOR/FILTERS | DIV08 | 1 | 1 | 1 | 2 | 3 | 1 | 1 | 2 | 2 | 3 | 18
YES | Few Locations | EQUIP | RAINWATER | RAINWATER RECLAMATION SYSTEM | RAINWTR | RAINWATER RECLAMATION SYSTEM | A system which recovers rainwater for uses such as irrigation | Yellow tag on controller |  | DIV02 | 3 | 3 | 3 | 3 | 3 | 3 | 3 | 3 | 3 | 3 | 18
YES |  | EQUIP | REFRIG | REFRIGERATION | RFRGCMP | REFRIGERATION, COMPRESSOR |  | Face side or controller | REFRIGERANT/CHARGE | DIV08 | 2 | 2 | 2 | 3 | 4 | 2 | 1 | 3 | 3 | 4 | 12
NO | No Action, Unless function is as an Enviro. Chamber | EQUIP | REFRIG | REFRIGERATION | RFRGCOL | REFRIGERATION, WALK-IN COOLER | A room designed to maintain a cold environment above 32 degrees F but below ambient |  |  | DIV08 | 2 | 2 | 2 | 3 | 4 | 2 | 1 | 3 | 3 | 4 | 30
NO | No Action, Unless function is as an Enviro. Chamber | EQUIP | REFRIG | REFRIGERATION | RFRGFRZ | REFRIGERATION, WALK-IN FREEZER | A room designed to maintain a freezing temp below 32 degrees F |  |  | DIV08 | 2 | 2 | 2 | 3 | 4 | 2 | 1 | 3 | 3 | 4 | 30
NO | No Action | EQUIP | REFRIG | REFRIGERATION | RFRIGRT | REFRIGERATOR | An appliance designed to maintain above 32 degrees F but below ambient |  |  | N/A | 2 | 2 | 2 | 3 | 4 | 2 | 1 | 3 | 3 | 4 | 14
NO | No Action | EQUIP | REFRIG | REFRIGERATION | RFRGLAB | REFRIGERATOR, LAB | An appliance designed to maintain above 32 degrees F but below ambient |  |  | N/A | 1 | 1 | 1 | 2 | 3 | 1 | 1 | 2 | 2 | 3 | 14
YES |  | EQUIP | RODI | REVERSE OSMOSIS DISTILLED WATER | RODIWTR | REVERSE OSMOSIS DISTILLED WATER | A system that converts city water in Reverse Osmosis (RO) water | Face side or controller |  | OPS | 1 | 1 | 1 | 2 | 3 | 1 | 1 | 2 | 2 | 3 | 5 | Similarities and differences: deionized water vs distilled water vs reverse osmosis water -> Deionized water vs distilled water – DI water is as pure as the distilled water or even purer; -> Reverse osmosis water vs distilled water – RO water is more sat
YES | Provide location list | FACILITY | SCREEN | SCREEN | SCRNPRJ | SCREEN, PROJECTION | A clean and clear backdrop used to clearly project an image onto | Bldg-Wide Virtual |  | DIV01 | 3 | 3 | 3 | 4 | 4 | 3 | 1 | 4 | 4 | 4 | 25
YES | Few Locations | EQUIP | SOLAR | SOLAR SYSTEM | SOLRCTL | SOLAR SYSTEM, CONTROL PANEL | Solar control systems, panels or inverters. | Face side |  | OPS
YES | Few Locations, provide count & location | FACILITY | SOLAR | SOLAR SYSTEM | SOLRPNL | SOLAR SYSTEM, SOLAR PANELS | Solar panels | Bldg-Wide Virtual |  | OPS
YES | Portfolio - CENTRAL HEAT PLANT only | EQUIP | SOOTBLOWER | SOOT BLOWER | SOTBLWR | SOOT BLOWER | A system for removing the soot deposited during combustion |  |  | DIV07 | 1 | 1 | 1 | 2 | 3 | 1 | 1 | 2 | 2 | 3 | 18
YES | List to be provided Should already have barcode tag, verify and apply if missing. | EQUIP | STEAM-GEN | STEAM GENERATOR | STEMGEN | STEAM GENERATOR |  | Yellow tag on stanchion, or face side of approach |  | DIV07 | 1 | 1 | 1 | 2 | 3 | 1 | 1 | 2 | 2 | 3 | 25
YES | List to be provided | FACILITY | STEAM-TRAP | STEAM TRAP | STEMTRP | STEAM TRAP | A device used to remove condensate from steam lines | Bldg-Wide Virtual |  | DIV08 | 3 | 3 | 3 | 3 | 4 | 3 | 1 | 3 | 3 | 4 | 28
YES | Portfolio - CENTRAL HEAT PLANT or 295 Lloyd Ave only | EQUIP | STRAINERS | STRAINERS AND SEPARATORS | OIL-SEP | OIL SEPARATOR | A system used to separate oil & water for discharge |  |  | DIV08 | 1 | 1 | 1 | 2 | 3 | 1 | 1 | 2 | 2 | 3 | 25
YES | Portfolio - CENTRAL HEAT PLANT only | EQUIP | STRAINERS | STRAINERS AND SEPARATORS | OIL-STR | OIL STRAINER | A system used for straining #6 Oil (Only utilized at the CHP) |  |  | DIV07 | 1 | 1 | 1 | 2 | 3 | 1 | 1 | 2 | 2 | 3 | 25
YES |  | EQUIP | STRAINERS | STRAINERS AND SEPARATORS | SOLIDIN | SOLIDS INTERCEPTOR | A system used to separate solids from water for discharge | Face side |  | DIV02 | 1 | 1 | 1 | 2 | 3 | 1 | 1 | 2 | 2 | 3 | 25
NO | No Action | EQUIP | TANK | TANK | TNKACID | TANK, ACID CROCK, SANITARY WASTE |  |  |  | DIV02 | 2 | 2 | 2 | 3 | 4 | 2 | 1 | 3 | 3 | 4 | 15
YES |  | EQUIP | TANK | TANK | TNKAIRS | TANK, AIR SEPARATOR | A device that vents air from a piping system | Face side |  | DIV08 | 2 | 2 | 2 | 2 | 3 | 2 | 1 | 2 | 2 | 3 | 15
YES | Portfolio - CENTRAL HEAT PLANT or 295 Lloyd Ave only | EQUIP | TANK | TANK | TNKCSCD | TANK, CASCADE |  |  |  | DIV07 | 2 | 2 | 2 | 3 | 4 | 2 | 1 | 3 | 3 | 4 | 15 | HTHW (plant) systems
YES | List to be provided | EQUIP | TANK | TANK | TNKCMSF | TANK, CHEMICAL SHOT FEEDER | A device used for adding checmicals to a water loop | Face side |  | DIV02 | 2 | 2 | 2 | 3 | 4 | 2 | 1 | 3 | 3 | 4 | 15
NO | No Action | EQUIP | TANK | TANK | TNK-GAS | TANK, COMPRESSED GAS | A vessel used to store compressed gas |  |  | N/A | 2 | 2 | 2 | 2 | 2 | 2 | 1 | 2 | 2 | 2 | 15
YES |  | EQUIP | TANK | TANK | TNKCOND | TANK, CONDENSATE | A vessel which collects condensate for transfer to the main receiver | Face side, only tag if not part of duplex pump system | TAG IF STAND ALONE ONLY, IF PART OF CONDENSATE PUMP SYSTEM, INCLUDE WITH PU-COND REC. | DIV07 | 2 | 2 | 2 | 2 | 3 | 2 | 1 | 2 | 2 | 3 | 15
YES |  | EQUIP | TANK | TANK | TNKMRCR | TANK, CONDENSATE-MAIN RECEIVER | A vessel which collects a facilities condensate return | Face side |  | DIV07 | 2 | 2 | 2 | 2 | 3 | 2 | 1 | 2 | 2 | 3 | 15
YES |  | EQUIP | TANK | TANK | TNKDRAT | TANK, DEAERATOR | A device that removes air from a steam piping system | Face side |  | DIV07 | 2 | 2 | 2 | 2 | 3 | 2 | 1 | 2 | 2 | 3 | 15
NO | No Action | EQUIP | TANK | TANK | TNKXPNS | TANK, EXPANSION | A vessel that contains the over-expansion of material from a system |  |  | DIV08 | 2 | 2 | 2 | 2 | 3 | 2 | 1 | 2 | 2 | 3 | 15
YES |  | EQUIP | TANK | TANK | TNKFLSH | TANK, FLASH, BLOWDOWN |  | Face side |  | DIV07 | 2 | 2 | 2 | 2 | 3 | 2 | 1 | 2 | 2 | 3 | 15
YES |  | EQUIP | TANK | TANK | TNKDISL | TANK, FUEL-DIESEL | A vessel used to store diesel fuel | Face side | CAPACITY | OPS | 1 | 1 | 1 | 2 | 2 | 1 | 1 | 2 | 2 | 2 | 15
YES |  | EQUIP | TANK | TANK | TNK-OIL | TANK, FUEL-OIL | A vessel used to store oil | Face side | CAPACITY | OPS | 2 | 2 | 2 | 2 | 2 | 2 | 1 | 2 | 2 | 2 | 15
YES |  | EQUIP | TANK | TANK | TNKGLYC | TANK, GLYCOL FEED STATION | A vessel used to store & feed glycol into a loop | Face side | CAPACITY/PUMP-MOTOR INFO/CONTROL INFO | DIV07 | 2 | 2 | 2 | 2 | 2 | 2 | 1 | 2 | 2 | 2 | 15
YES |  | EQUIP | TANK | TANK | TNK-HWS | TANK, HOT WATER STORAGE | A vessel used to store hot water | Face side | CAPACITY | DIV02 | 2 | 2 | 2 | 2 | 3 | 2 | 1 | 2 | 2 | 3 | 10
YES |  | EQUIP | TANK | TANK | TNKHYDL | TANK, HYDRAULIC OIL | A vessel used to store hydraulic oil | Face side | CAPACITY | OPS | 2 | 2 | 2 | 2 | 2 | 2 | 1 | 2 | 2 | 2 | 15
YES |  | EQUIP | TANK | TANK | TNKWATR | TANK, WATER | A vessel used to store water | Face side | CAPACITY | DIV02 | 2 | 2 | 2 | 2 | 3 | 2 | 1 | 2 | 2 | 3 | 15
YES |  | EQUIP | TERM-UNITS | TERMINAL UNITS | TRM-CUH | TERMINAL UNITS, CABINET UNIT HEATER | A heater mounted in a cabinet | Common or room space, use white tag | FIRED/HW? /FILTER | DIV08 | 3 | 3 | 3 | 3 | 4 | 3 | 1 | 3 | 3 | 4 | 20
YES | Provide location list | FACILITY | TERM-UNITS | TERMINAL UNITS | TRMCABX | TERMINAL UNITS, CAV BOX | An HVAC flow control box that is constant volume | Bldg-Wide Virtual | FILTER? | DIV08 | 3 | 3 | 3 | 3 | 4 | 3 | 1 | 3 | 3 | 4 | 28
YES | Provide location list | FACILITY | TERM-UNITS | TERMINAL UNITS | TRMCONV | TERMINAL UNITS, CONVECTOR |  | Bldg-Wide Virtual |  | DIV08 | 3 | 3 | 3 | 3 | 4 | 3 | 1 | 3 | 3 | 4 | 20
YES | Provide location list | FACILITY | TERM-UNITS | TERMINAL UNITS | TRMDUCT | TERMINAL UNITS, DUCT HEATER |  | Bldg-Wide Virtual | HW/ELECTRIC? | DIV08 | 3 | 3 | 3 | 3 | 4 | 3 | 1 | 3 | 3 | 4 | 15
YES |  | EQUIP | TERM-UNITS | TERMINAL UNITS | TRMFNCL | TERMINAL UNITS, FAN COIL | A cabinet type fan & coil unit. Can be heating, cooling or both | Face or side of approach. If overhead place on underside. | FANS/MOTORS/FILTERS | DIV08 | 3 | 3 | 3 | 3 | 4 | 3 | 1 | 3 | 3 | 4 | 20
YES |  | EQUIP | TERM-UNITS | TERMINAL UNITS | TRMFILT | TERMINAL UNITS, FAN POWERED FILTER | An fan powered air filtration unit | Face or side of approach. If overhead place on underside. | SPECIALTY | DIV08 | 3 | 3 | 3 | 3 | 4 | 3 | 1 | 3 | 3 | 4 | 25
YES | Provide location list | FACILITY | TERM-UNITS | TERMINAL UNITS | TRMFINT | TERMINAL UNITS, FIN TUBE |  | Bldg-Wide Virtual |  | DIV08 | 3 | 3 | 3 | 3 | 4 | 3 | 1 | 3 | 3 | 4 | 20
YES | Provide location list | FACILITY | TERM-UNITS | TERMINAL UNITS | TRMINDT | TERMINAL UNITS, INDUCTION |  | Bldg-Wide Virtual |  | DIV08 | 3 | 3 | 3 | 3 | 4 | 3 | 1 | 3 | 3 | 4 | 15
YES | Provide location list | FACILITY | TERM-UNITS | TERMINAL UNITS | TERM-RA | TERMINAL UNITS, RADIANT HEATER |  | Bldg-Wide Virtual |  | DIV08 | 3 | 3 | 3 | 3 | 4 | 3 | 1 | 3 | 3 | 4 | 10
YES |  | EQUIP | TERM-UNITS | TERMINAL UNITS | TERM-UH | TERMINAL UNITS, UNIT HEATER | An appliance used to heat an area by using steam, hot water or electricity | Face or side of approach. If overhead place on underside. | HW OR FIRED (IF FIRED INCLUDE FUEL TYPE & BURNER INFO) | DIV08 | 3 | 3 | 3 | 3 | 4 | 3 | 1 | 3 | 3 | 4 | 10
YES |  | EQUIP | TERM-UNITS | TERMINAL UNITS | TERM-UV | TERMINAL UNITS, UNIT VENTILATOR | An air handler unit designed to move air | Face or side of approach. If overhead place on underside. |  | DIV08 | 3 | 3 | 3 | 3 | 4 | 3 | 1 | 3 | 3 | 4 | 25
YES | Provide location list | FACILITY | TERM-UNITS | TERMINAL UNITS | TRMVABX | TERMINAL UNITS, VAV BOX | An HVAC flow control box that is variable volume | Bldg-Wide Virtual |  | DIV08 | 3 | 3 | 3 | 3 | 4 | 3 | 1 | 3 | 3 | 4 | 28
YES |  | EQUIP | TERM-UNITS | TERMINAL UNITS | TRMVAFP | TERMINAL UNITS, VAV FAN POWERED | An HVAC fan powered flow control box that is variable volume | Face or side of approach. If overhead place on underside. | FILTER IF EQUIPPED | DIV08 | 3 | 3 | 3 | 3 | 4 | 3 | 1 | 3 | 3 | 4 | 25
YES | List to be provided | EQUIP | TRANSFORMR | TRANSFORMER | XFMRDRY | TRANSFORMER, DRY | A device used to either increase or decrease electrical voltage | Face side |  | DIV03 | 2 | 2 | 2 | 2 | 3 | 2 | 1 | 2 | 2 | 3 | 30
YES | List to be provided | EQUIP | TRANSFORMR | TRANSFORMER | XFMROIL | TRANSFORMER, OIL | A device used to either increase or decrease electrical voltage | Face side | OIL CAPACITY | DIV03 | 2 | 2 | 2 | 2 | 3 | 2 | 1 | 2 | 2 | 3 | 30
YES |  | EQUIP | VALVE | VALVE | VLVAIRX | VALVE, AIR, GENERAL EXHAUST VALVE | HVAC exhaust air valve | Face or side of approach. If overhead place on underside. | IF ON FUME HOOD, LINK TO HOOD SERVICED | DIV08 | 2 | 1 | 2 | 2 | 2 | 1 | 1 | 2 | 2 | 2 | 15 | I.e. Pheonix valves
YES |  | EQUIP | VALVE | VALVE | VLVAIRS | VALVE, AIR, GENERAL SUPPLY VALVE | HVAC supply air valve | Face or side of approach. If overhead place on underside. |  | DIV08 | 2 | 1 | 2 | 2 | 2 | 1 | 1 | 2 | 2 | 2 | 15 | I.e. Pheonix valves
YES | Provide location list | FACILITY | VALVE | VALVE | VLVBWTR | VALVE, BACKWATER |  | Bldg-Wide Virtual |  | DIV02 | 2 | 2 | 2 | 3 | 4 | 2 | 1 | 3 | 3 | 4 | 15
YES | Valves on main HTHW/CHW loops | EQUIP | VALVE | VALVE | VLVCTRL | VALVE, CONTROL-DDC | An electronic, digitally controled valve that is used to control another system | Face or side of approach. If overhead place on underside. | INDICATE LINE TYPE (HWS/HWR/CHS/CHR) | DIV08 | 2 | 2 | 2 | 3 | 4 | 2 | 1 | 3 | 3 | 4 | 15 | Spell out…."DIGITAL CONTROL" …?
YES | Valves on main HTHW/CHW loops | EQUIP | VALVE | VALVE | VLVPNEU | VALVE, CONTROL-PNEUMATIC | A pneumatic valve that is used to control another system | Face or side of approach. If overhead place on underside. | INDICATE LINE TYPE (HWS/HWR/CHS/CHR) | DIV08 | 2 | 2 | 2 | 3 | 4 | 2 | 1 | 3 | 3 | 4 | 15
YES |  | EQUIP | VALVE | VALVE | VLVDMXG | VALVE, DOMESTIC MIXING | A valve that mixes hot and cold water for constant safe temperature | Use hanger | DEFINE USE DHW/EYEWASH STATION (LINK TO EYEWASH IF APPLICABLE) | DIV02 | 2 | 2 | 2 | 3 | 4 | 2 | 1 | 3 | 3 | 4 | 15
NO | No Action | FACILITY | VALVE | VALVE | VLVPSRV | VALVE, PRESSURE RELIEF | A valve which allows the release of excess air or water pressure | Bldg-Wide Virtual |  | DIV02 | 2 | 2 | 2 | 3 | 4 | 2 | 1 | 3 | 3 | 4 | 15
YES |  | EQUIP | VALVE | VALVE | VLVTRAP | VALVE, TRAP SEAL PRIMER | A valve which adds water to drains to trap sewer gases | On main valve box |  | DIV02 | 2 | 2 | 2 | 3 | 4 | 2 | 1 | 3 | 3 | 4 | 15
YES |  | EQUIP | VFD | VARIABLE FREQUENCY DRIVE | VFDRIVE | VARIABLE FREQUENCY DRIVE | A device used to control the speed of an electric motor | Face side, orient vertically reading bottom-to-top if needed | TIE TO PARENT EQUIP | DIV09 | 2 | 2 | 2 | 3 | 4 | 2 | 1 | 3 | 3 | 4 | 15
NO | No Action | EQUIP | WASHER | WASHER | WSHCAGE | WASHER, CAGE | A large washer used to clean & disinfect animal cages |  |  | OPS | 4 | 4 | 4 | 3 | 4 | 4 | 1 | 3 | 3 | 4 | 18
NO | No Action | EQUIP | WASHER | WASHER | WSHDISH | WASHER, DISHWASHER | A washer used to clean & disinfect eating utensils |  |  | OPS | 4 | 4 | 4 | 3 | 4 | 4 | 1 | 3 | 3 | 4 | 18
NO | No Action | EQUIP | WASHER | WASHER | WSHFLSK | WASHER, FLASK SCRUBBER | A washer used to clean & disinfect lab glassware |  |  | OPS | 4 | 4 | 4 | 3 | 4 | 4 | 1 | 3 | 3 | 4 | 18
YES |  | EQUIP | WATER-SAMP | WATER SAMPLE COOLER | WTRSAMP | WATER SAMPLE COOLER |  |  |  | DIV07 | 3 | 3 | 3 | 4 | 4 | 3 | 1 | 4 | 4 | 4 | 12
YES |  | EQUIP | WATER-SOFT | WATER SOFTNER | WTRSOFT | WATER SOFTNER | A divice or system used to remove heavy or metalic minerals from water. |  |  | DIV07 | 2 | 2 | 2 | 3 | 4 | 2 | 1 | 3 | 3 | 4 | 12
YES |  | EQUIP | WATERHTPMP | WATER SOURCE HEAT PUMP | WTRHTPU | WATER SOURCE HEAT PUMP |  | Face or side of approach. If overhead place on underside. | FANS/MOTORS/FILTERS | DIV08 | 2 | 2 | 2 | 3 | 4 | 2 | 1 | 3 | 3 | 4 | 15
YES |  | EQUIP | WATER-TRMT | WATER TREATMENT | WTRTRMT | WATER CHEMICAL TREATMENT STATION | A system which alters water chemical balance to meet a desired need | Yellow tag on controller | CHEMICALS USED AT STATION/FILTERS/STRAINERS ETC. | DIV07 | 2 | 2 | 2 | 3 | 4 | 2 | 1 | 3 | 3 | 4 | 12

## Keyword-Pivot (hidden)
Keywords
ACCESS CONTROL
AIR COMPRESSOR
AIR CONDITIONING UNIT
AIR DRYER
AIR HANDLING UNIT
AUTOCLAVE
BACKFLOW PREVENTER
BATTERY
BLEACHERS
BLINDS
BOILER
BURNER
CASCADE SYSTEM
CHILLED BEAM
CHILLER
COIL
CONTROLS
CONVEYANCE
COOLING TOWER
DAMPER
DEFIBRILLATOR
DEHUMIDIFIER
DOCK EQUIPMENT
DOOR
DUST COLLECTOR WOOD, WELDING
ELECTRICAL SYSTEM
ELECTRICAL, CARBON MONOXIDE SYSTEM
EMERGENCY GENERATOR
EMERGENCY PHONE
EMERGENCY WASH STATION
ENERGY RECOVERY UNIT
ENVIRONMENTAL CHAMBER
FACILITY RECORD
FAN
FILTRATION
FIRE ALARM
FIRE EXTINGUISHER
FIRE HYDRANT PRIVATE
FIRE SUPPRESSION SYSTEM
FIREESCAPE
FIREPLACE
FUME HOOD
FURNACE
GAS SYSTEM, MEDICAL, LAB, ETC.
GFCI RECEPTACLES
HEAT EXCHANGER
HEATER
HEPA UNIT
HOT WATER HEATER
HUMIDIFIER
HYDRATION
ICEMAKER
LIGHTING
LIGHTNING PROTECTION
LOUVERS
METER
MONITORING SYSTEM
MOTORS
PH NEUTRALIZATION SYSTEM
PRESSURE VESSEL
PUMP
RAINWATER RECLAMATION SYSTEM
REFRIGERATION
REVERSE OSMOSIS DISTILLED WATER
SCREEN
SOLAR SYSTEM
SOOT BLOWER
STEAM GENERATOR
STEAM TRAP
STRAINERS AND SEPARATORS
TANK
TERMINAL UNITS
TRANSFORMER
VALVE
VARIABLE FREQUENCY DRIVE
WASHER
WATER SAMPLE COOLER
WATER SOFTNER
WATER SOURCE HEAT PUMP
WATER TREATMENT
CHIMNEY
CLOCKS, BELLS AND TIMERS
DRAIN
FIELD
HEAT RECOVERY UNIT
HEAT RECOVERY WHEEL
IRRIGATION
KEY CONTROL BOX
MANHOLE
MASONRY SYSTEMS
ROOF
TREE
VEHICLE

## MFR_List ref
MFR (10) | MFR Description (65) | LEN | LEN1
AAON | AAON | 4 | 4
ABB | THE ABB GROUP | 3 | 13
ACCESS-IND | ACCESS INDUSTRIES, INC. | 10 | 23
ACME-FAN | ACME FAN CO. | 8 | 12
ACME-MFR | ACME ENGINEERING & MFR. | 8 | 23
ADAMSON | ADAMSON | 7 | 7
ADVANCE | ADVANCE LIFTS | 7 | 13
ADVNTGCNTL | ADVANTAGE CONTROLS | 10 | 18
AEG | AEG | 3 | 3
AIR-COMPR | AIR COMPRESSOR PRODUCTS | 9 | 23
AIRTHERM | AIRTHERM | 8 | 8
AJAX | AJAX BOILER, INC. | 4 | 17
ALADDIN | ALADDIN | 7 | 7
ALFA-LAVAL | ALFA-LAVAL | 10 | 10
ALLEN-BRAD | ALLEN-BRADLEY | 10 | 13
ALLIED | ALLIED STEEL | 6 | 12
ALLIS-CHAL | ALLIS-CHALMERS | 10 | 14
ALL-LITE | ALL-LITE ARCHITECTURAL PRODUCTS | 8 | 31
ALYAN | ALYAN PUMP CO. | 5 | 14
AMERICAN | AMERICAN STANDARD | 8 | 17
AMERIWATER | AMERIWATER | 10 | 10
AMES | AMES | 4 | 4
AMIAD | AMIAD WATER SYSTEMS (PEP FILTERS) | 5 | 33
AMINE | AMINE PUMPS | 5 | 11
AMTECH | AMTECH | 6 | 6
AMTROL | AMTROL INC. | 6 | 11
ANNEXAIR | ANNEX-AIR | 8 | 9
AO-SMITH | A.O. SMITH | 8 | 10
APC | AMERICAN POWER CONVERSION (SCHNEIDER ELECTRIC) | 3 | 46
API | AMERICAN PRECISION INDUSTRIES, INC. | 3 | 35
AQUA-LAB | AQUA LABORATORIES INC. | 8 | 22
AQUA-PURE | AQUA-PURE (3M COMPANY) | 9 | 22
ARCO-IDEA | ARCO-IDEAL | 9 | 10
ARMSTRONG | ARMSTRONG | 9 | 9
ARROW | ARROW MFG. | 5 | 10
ASCENSION | ASCENSION PORTABLE LIFT | 9 | 23
ASCO | ASCO POWER (EMERSON) | 4 | 20
ATLANTIC | ATLANTIC | 8 | 8
ATLAS | ATLAS COPCO | 5 | 11
AURORA | AURORA PUMP | 6 | 11
AW-CHEST | AW CHESTERTON CO. | 8 | 17
BAC | BALTIMORE AIR COIL | 3 | 18
BACHARACH | BACHARACH INC. | 9 | 14
BAELEV | B.A. ELEVATOR | 6 | 13
BALDOR | BALDOR ELECTRIC CO. (SUPER-E) | 6 | 29
BARBERCLMN | BARBER-COLEMAN | 10 | 14
BARD | BARD CO. | 4 | 8
BARRY | BARRY BLOWER | 5 | 12
BAY-STATE | BAY STATE | 9 | 9
BEACON | BEACON MEDEAS MEDICAL | 6 | 21
BECKER | BECKER PUMPS CORP | 6 | 17
BECKETT | BECKETT (PUMP) CO. | 7 | 18
BECKWITH | BECKWITH | 8 | 8
BEECO | BEECO HERSEY | 5 | 12
BEL-ART | BEL-ART PRODUCTS | 7 | 16
BELL-GOSS | BELL & GOSSETT DOMESTIC PUMP | 9 | 28
BERKELEY | BERKELEY PUMP | 8 | 13
BERKO | BERKO | 5 | 5
BERNSTROM | BERNSTROM INC. | 9 | 14
BITZER | BITZER US INC. | 6 | 14
BOHN | BOHN HEATCRAFT | 4 | 14
BPE | BURT PROCESS EQUIPMENT | 3 | 22
BRADWHITE | BRADFORD WHITE CO. | 9 | 18
BRAY | BRAY INTERNATIONAL | 4 | 18
BRIEDERT | BRIEDERT-LOUVEREX FAN | 8 | 21
BROAN | BROAN FAN CO. | 5 | 13
BROAN-MFG | BROAN MFG. CO. | 9 | 14
BROAN-MFR | BROAN MFR. CO. | 9 | 14
BROAN-MTR | BROAN MOTORS | 9 | 12
BRUNNER | BRUNNER | 7 | 7
BRYAN | BRYAN BOILER INC. | 5 | 17
BRYANT | BRYANT | 6 | 6
BUFFALO | BUFFALO PUMP | 7 | 12
BUFFLO-FOR | BUFFALO FORGE | 10 | 13
BURKS-PUMP | BURKS PUMP | 10 | 10
BURNHAM | BURNHAM CORP. | 7 | 13
CAMBRIPORT | CAMBRIDGEPORT HVAC ACCESSORIES & ENGINEERED SYSTEMS | 10 | 51
CAMUS | CAMUS DYNAFLAME | 5 | 15
CANARIIS | CANARAIIS CORPORATION | 8 | 21
CAPTIVAIRE | CAPTIVEAIRE SYSTEMS | 10 | 19
CARLIN | CARLIN COMBUSTION TECHNOLOGY | 6 | 28
CARNES | CARNES FAN CO. | 6 | 14
CARRIER | CARRIER CORP. | 7 | 13
CAST-ROC | CAST-ROC-R | 8 | 10
CAT | CATERPILLAR | 3 | 11
CEMCO | CEMCO | 5 | 5
CEMLINE | CEMLINE | 7 | 7
CENTRAL | CENTRAL FAN CO., INC. | 7 | 21
CENTRICOOK | CENTRI COOK VANE | 10 | 16
CENTURY | CENTURY ELECTRIC | 7 | 16
CHALLENGE | CHALLENGE AIR PRODUCTS | 9 | 22
CHAMPION | CHALLENGE AIR CO. | 8 | 17
CHEVROLET | CHEVROLET | 9 | 9
CHICAGO | CHICAGO BLOWER CO. | 7 | 18
CHROMULOX | CHROMULOX | 9 | 9
CINCINNATI | CINCINNATI | 10 | 10
CLAIR | CLAIR - UV | 5 | 10
CLEAVER | CLEAVER BROOKS | 7 | 14
CLEMCO | CLEMCO CORP. | 6 | 12
CLEMCO-INC | CLEMCO INC. | 10 | 11
CLIMACOOL | CLIMA COOL CORP. | 9 | 16
COCKRANE | COCKRANE DIVISION CRANE | 8 | 23
COLDZONE | COLDZONE | 8 | 8
COLMAC | COLMAC COIL MANUFACTURING INC. | 6 | 30
COLT | COLT-QUINCY | 4 | 11
COMFORT | COMFORT AIR | 7 | 11
COMPU-AIRE | COMPU-AIRE, INC. | 10 | 16
CONBRACO | CONBRACO | 8 | 8
CONTIMTRS | THE CONTI CO. | 9 | 13
CONTINENT | CONTINENT | 9 | 9
CONVIRON | CONVIRON | 8 | 8
COOK | LOREN COOK CO. | 4 | 14
COOKSON | THE COOKSON COMPANY | 7 | 19
COOL-AIR | COOL AIR | 8 | 8
COOPER | COOPER PRODUCTS | 6 | 15
COPELAND | COPELAND COPELEMETIC | 8 | 20
CRANE-DEM | CRANE-DEMING | 9 | 12
CROWN | CROWN IND. | 5 | 10
CRUCIAL | CRUCAIL POWER PRODUCTS | 7 | 22
CRYSTAL | CRYSTAL TIP | 7 | 11
CUBES-FAN | CUBES FAN | 9 | 9
CUMMINS | CUMMINS INC. | 7 | 12
CURTIS | CURTIS-TOLEDO AIR PRODUCTS | 6 | 26
DA-LITE | DA-LITE SCREEN COMPANY | 7 | 22
DA-MATOT | D. A. MATOT, INC. | 8 | 17
DATA-AIRE | DATA AIRE INC. | 9 | 14
DAVIDSON | DAVIDSON FAN CO. | 8 | 16
DAYTN-SPDR | DAYTON-SPEEDAIRE | 10 | 16
DAYTON | DAYTON | 6 | 6
DAYTON-MTR | DAYTON MOTORS | 10 | 13
DAYTON-PRO | DAYTON PRODUCTS | 10 | 15
DELCO | DELCO | 5 | 5
DES-CHAMPS | DES CHAMPS TECHNOLOGIES (MUNTERS) | 10 | 33
DEVILBLISS | DEVIL-BLISS | 10 | 11
DEZURIK | DEZURIK VALVES | 7 | 14
DODGE | DODGE | 5 | 5
DOERR | DOERR AIR COMPRESSOR | 5 | 20
DOMESTIC | DOMESTIC ENGINEER PUMP | 8 | 22
DOVER | DOVER | 5 | 5
DRESSER | DRESSER | 7 | 7
DRISTEEM | DRISTEEM CORPORATION | 8 | 20
DUAL-LITE | DUAL LITE | 9 | 9
DUNHAM-BUS | DUNHAM-BUSCH | 10 | 12
DUNKIRK | DUNKIRK BOILERS (ECR INTERNATIONAL, INC) | 7 | 40
DYNARAY | DYNARAY | 7 | 7
EATON | EATON POWER SYSTEMS | 5 | 19
ECLIPSE | ECLIPSE | 7 | 7
ECONMITE | MIDCO ECONOMITE | 8 | 15
ELECTRO | ELECTRO-STEAM GENERATOR CORP. | 7 | 29
ELITE | ELITE | 5 | 5
ELKAY | ELKAY MANUFACTUIRNG, COMPANY | 5 | 28
EMBASSY | EMBASSY | 7 | 7
EMERGI-LIT | EMERGI-LITE | 10 | 11
EMERSON | EMERSON ELECTRIC | 7 | 16
EMGLO-AIR | EMGLO AIR | 9 | 9
ENCON-MFG | ENCON. MFG. CO. | 9 | 15
ENERGY | ENERGY | 6 | 6
ENERJET | ENERJET | 7 | 7
ENVIRONAIR | ENVIRONAIR SYSTEMS | 10 | 18
EGC | ENVIRONMENTAL GROWTH CHAMBERS | 3 | 29
ENVIRO-TEC | ENVIROTEC (by JOHNSON CONTROLS) | 10 | 31
ENVIROTEK | ENVIROTEK USA INC. | 9 | 18
EVAPCO | EVAPCO | 6 | 6
EVERHARD | EVERHARD LIFT | 8 | 13
EVERPURE | EVERPURE, LLC | 8 | 13
EXIT-AIRE | EXIT AIRE | 9 | 9
FAIRBANKS | FAIRBANKS MORRIS | 9 | 16
FARMTEK | FARMTEK | 7 | 7
FASCO-CORP | FASCO CORPORATION | 10 | 17
FASCO-IND | FASCO INDUSTRIES | 9 | 16
FASCO-MTR | FASCO MOTORS | 9 | 12
FEBCO | FEBCO | 5 | 5
FEDERAL | FEDERAL ELECTRIC | 7 | 16
FEDRL-PUMP | FEDERAL PUMPS | 10 | 13
FHP-MANUF | FHP MANUFACTURING DIVISION | 9 | 26
FIAT-MANF | FIAT MANUFACTURERS | 9 | 18
FILTRINE | FILTRINE MANUFACTURING CO. | 8 | 26
FIRESTONE | FIRESTONE BUILDING PRODUCTS | 9 | 27
FIRETROL | FIRETROL PROTECTION SYSTEMS INC. | 8 | 32
FISHER | FISHER FA | 6 | 9
FKD-SERIES | FKD SERIES | 10 | 10
FLANDERS | FLANDERS CORP. | 8 | 14
FLOW-SERVE | FLOW SERVE PUMP | 10 | 15
FLYGT | FLYGT | 5 | 5
FM-EVENTS | FACILITIES MANAGEMENT EVENTS | 9 | 28
FORD | FORD | 4 | 4
FRANKLIN | FRANKLIN ELECTRIC | 8 | 17
FRIEDRICH | FRIEDRICH | 9 | 9
FULTON | FULTON BOILER WORKS | 6 | 19
FUNCTIOND | FUNCTIONAL DEVICES (RIB) | 9 | 24
FUTERA | FUTERA | 6 | 6
GAMEWELL | GAMEWELL FIRE CONTROL INSTRUMENTS | 8 | 33
GANDC | GALLI & CASSINA | 5 | 16
GARAVENTA | GARAVENTA LIFT | 9 | 14
GARDNERD | GARDNER-DENVER | 8 | 14
GE | GENERAL ELECTRIC | 2 | 16
GEM | GLOBAL ELECTRIC MOTOR CARS - DAIMLER CHRYSLER COMPANY | 3 | 53
GENERAC | GENERAC | 7 | 7
GENFITTING | GENERAL FITTINGS COMPANY | 10 | 24
GLENCO | GLENCO REFRIGERATION EQUIPMENT | 6 | 30
GMC | GMC | 3 | 3
GM-DELCO | GEM-DELCO | 8 | 9
GMI | GMI, INC. | 3 | 9
GOODMAN | GOODMAN | 7 | 7
GOULD | GOULD ELECTRIC | 5 | 14
GOULD-MTR | GOULD MOTORS | 9 | 12
GOULD-PUMP | GOULD PUMPS | 10 | 11
GOULDS | G&L PUMPS | 6 | 9
GRAHAM | GRAHAM WATER COOLERS | 6 | 20
GRDN-PRTT | GORDON PRATT | 9 | 12
GREENHECK | GREENHECK | 9 | 9
GRINDFOS | GRINDFOS PUMPS | 8 | 14
GRINNELL | GRINNELL FLOW CONTROL | 8 | 21
GRISWOLD | GRISWOLD PUMP | 8 | 13
GRUNDFOS | GRUNDFOS PUMP CO. | 8 | 17
GSI | G.S.I. | 3 | 6
GUARDIAN | GUARDIAN EQUIPMENT | 8 | 18
HAAKON | HAAKON, INC. | 6 | 12
HAMILTON | HAMILTON SCIENTIFIC LLC | 8 | 23
HANKISON | HANKISON, SPX CORP | 8 | 18
HARRIS | HARRIS ENVIRONMENTAL SYSTEMS, INC. | 6 | 34
HARSCO | HARSCO INDUSTRIAL | 6 | 17
HARTELL | HARTELL | 7 | 7
HASKRIS | HASKRIS CO. | 7 | 11
HASTINGS | HASTINGS CORP. | 8 | 14
HAWS-CO | HAW'S CORPORATION | 7 | 17
HAWS-P | HAW'S PRODUCTS | 6 | 14
HB-SMITH | H.B. SMITH | 8 | 10
HEAT-CONT | HEAT CONTROL INC. | 9 | 17
HEATEX | HEATEX | 6 | 6
HIGHLAND | HIGHLAND TANK | 8 | 13
HOMA-P | HOMA PUMP TECHNOLOGY INC. | 6 | 25
HONDA | AMERICAN HONDA MOTOR CO. INC | 5 | 28
HONEYWELL | HONEYWELL INC. | 9 | 14
HOSHIZAKI | HOSHIZAKI | 9 | 9
HOWELL | HOWELL MOTOR CO. | 6 | 16
HUBBELL | HUBBELL INCORPORATED | 7 | 20
HYDRO | HYDRO-THERM | 5 | 11
ILG-CO | ILG CO. | 6 | 7
ILG-INDUS | ILG INDUS | 9 | 9
ILG-VENTI | ILG VENTI | 9 | 9
INDEECO | INDEECO ELECTRIC HEATING AND CONTROLS | 7 | 37
INGERSOLL | INGERSOLL-RAND | 9 | 14
INNOVATAIR | INNOVATIVE AIR TECHNOLOGIES | 10 | 27
INNOVENT | INNOVENT AIR HANDLING EQUIPMENT | 8 | 31
INTR-COMF | INTERNATIONAL COMFORT | 9 | 21
ITT-CORP | ITT CORP. | 8 | 9
JANITROL | JANITROL | 8 | 8
JAY-SMITH | JAY R. SMITH MFG. CO. | 9 | 21
JEEP | JEEP | 4 | 4
JENN-AIR | JENN-AIR | 8 | 8
JENNINGS | JENNINGS PUMPS, INC. | 8 | 20
JFD-TUBE | J.F.D. TUBE & COIL PRODUCTS | 8 | 27
JHNSNCTRLS | JOHNSON CONTROLS | 10 | 16
JL-WINGERT | J.L. WINGERT CO. | 10 | 16
JOHN-DEER | JOHN DEER CO. | 9 | 13
JOHNSON | JOHNSON FURNACES, MFG. | 7 | 22
JOSAM | JOSAM COMPANY | 5 | 13
JOSLYNCLRK | JOSLYN CLARK (DANAHER SPECIALTY PRODUCTS) | 10 | 41
KARGARD | KARGARD | 7 | 7
KEISER | KEISER CORPORATION | 6 | 18
KELLOG | KELLOG-AMERICAN | 6 | 15
KEWANEE | BURTON MECHANICAL LTD. (PREV. KEWANEE BOILER) | 7 | 45
KEYSTONE | KEYSTONE PUMPS | 8 | 14
KOHLER | KOHLER | 6 | 6
KOLDWAVE | KOLDWAVE | 8 | 8
KOMLINE | KOMLINE-SANDERSON | 7 | 17
KONE | KONE INC. | 4 | 9
KRUEGER | KRUEGER (AIR SYSTEM COMPONENTS) | 7 | 31
KSB | KSB PUMPS & VALVES | 3 | 18
LABCONCO | LABCONCO | 8 | 8
LANCASTER | LANCASTER PUMP | 9 | 14
LARKIN | LARKIN COLD STORAGE | 6 | 19
LAUREN | LAUREN CO | 6 | 9
LAYNE-BOWL | LAYNE-BOWLER | 10 | 12
LEESON-MTR | LESSON MOTORS | 10 | 13
LELAND | LELAND FARADAY | 6 | 14
LENAPE | LENAPE | 6 | 6
LENNOX | LENNOX CORP. | 6 | 12
LENNOX-INC | LENNOX IN | 10 | 9
LEONARD | LEONARD | 7 | 7
LEVOLOR | LEVOLOR WINDOW FASHIONS | 7 | 23
LIBERTY | LIBERTY PUMPS | 7 | 13
LIEBERT | LIEBERT CORP. | 7 | 13
LIMA-ELEC | LIMA ELECTRIC | 9 | 13
LINCGUARD | LINCGUARD | 9 | 9
LINCOLN | LINCOLN ELECTRIC | 7 | 16
LITLGIANT | LITTLE GIANT PUMP CO. | 9 | 21
LOCHINVAR | LOCHINVAR COPPER HEATER | 9 | 23
LUTRON | LUTRON ELECTRONICS INC. | 6 | 23
MAGIC | MAGIC CHEF | 5 | 10
MAGNETEK | MAGNETEK ELECTRIC | 8 | 17
MANITOWOC | MANITOWOC ICE MACHINES | 9 | 22
MARATHON | MARATHON ELECTRIC | 8 | 17
MARATHONP | MARATHON PUMPS | 9 | 14
MARK | MARK ENGINNERED PRODUCTS | 4 | 24
MARLEY | MARLEY | 6 | 6
MARLOW | MARLOW PUMP | 6 | 11
MARSHFIELD | MARSHFIELD DOORSYSTEMS | 10 | 22
MASS-ENGR | MASS ENGR. | 9 | 10
MCKEON | MCKEON DOOR COMPANY | 6 | 19
MCQUAY | MCQUAY | 6 | 6
MECHOSYS | MECHOSYSTEMS | 8 | 12
MEDTRONIC | MEDTRONIC INC. | 9 | 14
MELBEN | MELBEN | 6 | 6
MELBREN | MELBREN | 7 | 7
MENLO | MENLO | 5 | 5
MESTEK | MESTEK INC. | 6 | 11
METROMATIC | METROMATIC INC. | 10 | 15
METRON | METRON INC. (HUBBELL) | 6 | 21
METROPLITN | METROPOLITAN INDUSTRIES INC. | 10 | 28
MICRON | MICRON TECHNOLOGIES | 6 | 19
MIDCO | MIDCO INT. (ECONOMITE, INCINOMITE, UNIPOWER) | 5 | 44
MILTON-ROY | MILTON ROY PUMPS | 10 | 16
MITSUB | MITSUBISHI | 6 | 10
MKPLASTICS | M. K. PLASTICS CORPORATION | 10 | 26
MODERNFOLD | MODERNFOLD INC. | 10 | 15
MORLEY | MORLEY | 6 | 6
MSA | MSA-THE SAFETY COMPANY | 3 | 22
MTH | MTH | 3 | 3
MUELLER | MUELLER (PAUL MUELLER COMPANY) | 7 | 30
MULTISTACK | MULTISTACK | 10 | 10
MUNTERS | MUNTERS | 7 | 7
MYERS | MYERS POWER PRODUCTS INC. | 5 | 25
NANO | NANO-PURIFICATION SOLUTIONS | 4 | 27
NAILOR | NAILOR COMPANY | 6 | 14
NASH-HYTOR | NASH HYTOR | 10 | 10
NATIONAL | NATIONAL US RADIATOR | 8 | 20
NEPTRONIC | NEPTRONIC (NEP INC.) | 9 | 20
NEPTUNE | NEPTUNE CHEMICAL PUMPS | 7 | 22
NEPTUN-TEC | NEPTUNE TECHNOLOGY GROUP INC. | 10 | 29
NEWBRUNSWI | NEW BRUNSWICK | 10 | 13
NEWYORK | NEW YORK BLOWER | 7 | 15
NIBCO | NIBCO INC | 5 | 9
NORTHSTAR | NORTH STAR WATER CONDITIONING | 9 | 29
NTNLWHEEL | NATIONAL WHEEL-O-VATOR | 9 | 22
NUTONE | NUTONE FAN CO. | 6 | 14
OASIS | OASIS INTERNATIONAL | 5 | 19
ODP | ODP | 3 | 3
OLDDOMINIO | OLD DOMINION | 10 | 12
OLYMPIAN | OLYMPIAN | 8 | 8
ONAN | ONAN | 4 | 4
OTIS | OTIS ELEVATOR CO. | 4 | 17
OVERHEAD | OVERHEAD DOOR COMPANY | 8 | 21
PACE-CORP | PACE CORP. | 9 | 10
PACIFIC | PACIFIC PUMP | 7 | 12
PACO-PUMP | PACO PUMP CO. | 9 | 13
PANASONIC | PANASONIC CORPORATION | 9 | 21
PARAGON | PARAGON OIL CO. (TEXACO) | 7 | 24
PAT-KELLY | PATTERSON-KELLY | 9 | 15
PATTERSON | PATTERSON PUMPS | 9 | 15
PAYNE | PAYNE (CARRIER CO.) | 5 | 19
PAYNENORTH | PAYNE/NORTHERN | 10 | 14
PEERLESS | PEERLESS FAN CO. | 8 | 16
PEERLESS-P | PEERLESS PUMP COMPANY | 10 | 21
PEMALL | PEMALL FIRE EXTINGUISHER CO. | 6 | 28
PENN-VENT | PENN VENTILATION | 9 | 16
PHASE | PHASE INDUCTION | 5 | 15
PHOENIX | PHOENIX CONTROLS | 7 | 16
PLASTIC | PLASTIC BLOWER | 7 | 14
PLASTIFER | PLASTIFER SRL | 9 | 13
PORTER-CO | PORTER CO | 9 | 9
PORTER-PE | PORTER-PE | 9 | 9
POWEREX | POWEREX COMPRESSORS | 7 | 19
POWERFLAME | POWER FLAME | 10 | 11
POWER-LIN | POWER LIN | 9 | 9
POWERWARE | POWERWARE GLOBAL SERVICES | 9 | 25
PRECISION | PRECISION PLUMBING PRODUCTS | 9 | 27
PRESTCOLD | PRESTCOLD | 9 | 9
PUROFLUX | PUROFLUX CORPORATION | 8 | 20
PVI | PVI INDUSTRIES | 3 | 14
QMARK | Q MARK | 5 | 6
QUINCY-AIR | QUINCY AIR PRODUCTS | 10 | 19
RAE-CORP | RAE CORPORATION | 8 | 15
RAMTEL | RAMTEL CO. | 6 | 10
RAYNOR | RAYNOR | 6 | 6
RAY-PAK | RAY-PAK | 7 | 7
RBI-FUTERA | RBI - FUTERA MODULATION | 10 | 23
RELIANCE | RELIANCE ELECTRIC | 8 | 17
REMA | REMA DRI-VAC | 4 | 12
REPCO | REPCO | 5 | 5
REZNOR | REZNOR | 6 | 6
RHEEM | RHEEM | 5 | 5
RICHARDSON | RICHARDSON/BOYNTON | 10 | 18
RIETSCHLE | RIETSCHLE VACUUM PUMPS | 9 | 22
ROCKWELL | ROCKWELL EQUIPMENT SUPPLY CO. | 8 | 29
ROTH | ROTH INDUSTRIES, INC. (ROTH NORTH AMERICA) | 4 | 42
RUSSELL | RUSSELL ELECTRIC | 7 | 16
RUUD | RUUD CORPORATION | 4 | 16
RUWAC | RUWAC INDUSTRIAL VACUUMS | 5 | 24
SAFEWAY | SAFEWAY ELECTRONICS | 7 | 19
SALEMGLASS | SALEM GLASS COMPANY | 10 | 19
SAMARITAN | SAMARITAN PAD | 9 | 13
SANYO | SANYO CORP | 5 | 10
SARCO | SARCO PUMPS | 5 | 11
SATCON | SATCON TECHNOLOGY CORPORATION | 6 | 29
SCHINDLER | SCHINDLER (ELEVATOR CO.) | 9 | 24
SCHNEIDER | SCHNEIDER ELECTRIC (SQUARE-D) | 9 | 29
SDMO | SDMO INTERNATIONAL | 4 | 18
SEARS | SEARS BRANDS LLC. | 5 | 17
SEMCO | SEMCO LLC. (FLAKT WOODS GROUP) | 5 | 30
SIEMENS | SIEMENS | 7 | 7
SIKA | SIKA CORPORATION (SARNAFIL) | 4 | 27
SKIDMORE | SKIDMORE PUMPS | 8 | 14
SKYJACK | SKY JACK INC. | 7 | 13
SMITH-AIR | SMITH AIR COMP. | 9 | 15
SOFT-RAIN | SOFT RAIN IRRIGATOR | 9 | 19
SOUTHWORTH | SOUTHWORTH PRODUCTS CORP | 10 | 24
SPACEAGE | SPACE AGE ELECTRONICS INC. | 8 | 26
SPEAKMAN | SPEAKMAN WILDEL | 8 | 15
SPEEDAIRE | SPEEDAIRE PRODUCTS AT GRAINGER | 9 | 30
SPENCER | SPENCER GAS CUBE | 7 | 16
SPIRAX-SAR | SPIRAX SARCO PUMPS | 10 | 18
STAIR-GLID | STAIR-GLIDE | 10 | 11
STANCOR | STANCOR COMPANY | 7 | 15
STANDARDX | STANDARD XCHANGE (XYLEM) | 9 | 24
STATE | STATE | 5 | 5
STERIS | STERIS CORPORATION | 6 | 18
STERLING | STERLING HVAC PRODUCTS | 8 | 22
STROBIC | STROBIC AIR CORPORATION | 7 | 23
STURTEVAN | STURTEVANT FAN CO. | 9 | 18
SULLAIR | SULLAIR COMPRESSOR | 7 | 18
SULZER | SULZER PUMPS | 6 | 12
SUNPOWER | SUNPOWER CORPORATION | 8 | 20
SUNRAY | SUNRAY POLYURETHANE | 6 | 19
SUPERIOR | SUPERIOR | 8 | 8
SUSSMAN | SUSSMAN ELECTRIC BOILERS | 7 | 24
SYMMONS | SYMMONS | 7 | 7
SYNCROFLOW | SYNCROFLOW INC | 10 | 14
TACO | TACO INC. | 4 | 9
TAURUS | TAURUS FA | 6 | 9
TECUMSEH | TECUMSEH REFRIGERATION EQUIPMENT | 8 | 32
TEK-AIR | TEK-AIR SYSTEMS INC. | 7 | 20
TEMPRITE | TEMPRITE | 8 | 8
TEXACO | TEXACO | 6 | 6
THERMAL | THERMAL SOLUTIONS | 7 | 17
THRUSH | THRUSH | 6 | 6
THYSSEN | THYSSENKRUPP ELEVATOR | 7 | 21
TIERDON | TIERDON | 7 | 7
TITUS | TITUS HVAC | 5 | 10
TJERNLUND | TJERNLUND | 9 | 9
TOPP | TOPP INDUSTRIES INC. | 4 | 20
TORIT | DONALDSON TORIT FANS | 5 | 20
TOSHIBA | TOSHIBA | 7 | 7
TORNATECH | TORNATECH INC. | 9 | 14
TPI-CORP | TPI CORP. (MARKEL, RAYWALL, REDD-I, FOSTORIA, HOTPOD) | 8 | 53
TRANE | TRANE CORP. | 5 | 11
TRAULSEN | TRAULSEN REFRIGERATION | 8 | 22
TRENTON | TRENTON REFRIGERATION | 7 | 21
TROX | TROX USA INC. | 4 | 13
TWINCITY | TWIN CITY FAN & BLOWER | 8 | 22
TYCO-CNTRL | TYCO THERMAL CONTROLS | 10 | 21
TYCO-INT | TYCO INTERNATIONAL LTD. (SOFTWAREHOUSE) | 8 | 39
TYPHOON | TYPHOON | 7 | 7
UBW | UBW BOILERS | 3 | 11
ULTRA-AIR | NUMATICS/ULTRA-AIR | 9 | 18
UNIVERSAL | UNIVERSAL ELECTRIC | 9 | 18
URANUS-T | URANUS THERMAL (VICARB INC.) | 8 | 28
US-ELEC | U. S. ELECTRIC | 7 | 14
US-ELEV | UNITED STATES ELEVATOR, INC. | 7 | 28
US-FILTER | US FILTER | 9 | 9
US-MOTOR | U. S. MOTOR | 8 | 11
UTICA | UTICA BOILERS | 5 | 13
VC-SYSTEMS | VC SYSTEMS AND CONTROLS INC. | 10 | 28
VECTOR | VECTOR INDUSTRIES INC. | 6 | 22
VENTROL | VENTROL AIR HANDLER | 7 | 19
VICTAULIC | VICTAULIC COMPANY | 9 | 17
VICTORY | VICTORY | 7 | 7
VULCAN | VULCAN CORP. | 6 | 12
WAGNER | WAGNER MOTORS | 6 | 13
WAGNER-INC | WAGNER INC. | 10 | 11
WALCHEM | WALCHEM, IWAKI AMERICA INC. | 7 | 27
WALTON | WALTON LAB CO. | 6 | 14
WARREN | WARREN CONTROLS | 6 | 15
WATTS | WATTS | 5 | 5
WAUKESHA | WAUKESHA | 8 | 8
WAYNE-PUMP | WAYNE PUMP CORP | 10 | 15
WEBSTER | WEBSTER BURNER | 7 | 14
WEG | WEG | 3 | 3
WEIL | WEIL COMPANY | 4 | 12
WEIL-MCL | WEIL-MCLAIN (HVAC) | 8 | 18
WEIL-PUMP | WEIL PUMP COMPANY INC. | 9 | 22
WESSELS | WESSELS TANK CO. | 7 | 16
WESTNGHSE | WESTINGHOUSE ELECTRIC CO. | 9 | 25
WESTWARWIC | WEST WARWICK WINWATER INC. | 10 | 26
WHALEN | WHALEN | 6 | 6
WHIRLTEC | WHIRLTEC | 8 | 8
WILKINS | WILKINS | 7 | 7
WILLIAMSON | WILLIAMSON | 10 | 10
WINCO | WINCO | 5 | 5
WING | WING FAN | 4 | 8
WINPOWER | WINPOWER | 8 | 8
WON-DOOR | WON-DOOR CORPORATION | 8 | 20
WOODS-INC | WOODS INC. | 9 | 10
WORTHING | WORTHINGTON CORP. | 8 | 17
WW-WELDING | WEST WARWICK WELDING INC. | 10 | 25
YOEMANS | YOEMANS PUMP | 7 | 12
YORK-CORP | YORK CORP. | 9 | 10
YORK-INTE | YORK INTERNATION CORP. | 9 | 22
YORK-MFG | YORK MFG. | 8 | 9
YOUNGSTOWN | YOUNGSTOWN STEEL | 10 | 16
YRK-SHPLY | YORK SHIPLEY | 9 | 12
ZENITH | ZENITH (GE ENERGY) | 6 | 18
ZEPHYR | ZEPHYR VENTILATION | 6 | 18
ZOELLER | ZOELLER PUMP COMPANY | 7 | 20
ZURN | ZURN ENERGY | 4 | 11

## EQ_Groups ref (hidden)
EQ_GROUP (Crew) | GROUP DESCRIPTION
ADMIN | ADMINISTRATIVE
BUSUPRT | BUSINESS SUPPORT
CAD | CAD
DIV01 | STRUCTURAL-CARPENTRY
DIV02 | PLUMBING
DIV03 | ELECTRICAL
DIV04AD | CUSTODIAL-ADMIN
DIV04AM | CUSTODIAL-AM SHIFT
DIV04CL | CUSTODIAL-CLEANING
DIV04DN | CUSTODIAL-DINING SERVICES
DIV04E | CUSTODIAL-EAST CAMPUS
DIV04KN | CUSTODIAL-KEENEY QUAD
DIV04OFF | CUSTODIAL-OFF-CAMPUS
DIV04OV | CUSTODIAL-OVERNIGHT
DIV04PB | CUSTODIAL-PEMBROKE
DIV04PE | CUSTODIAL-EVENING SHIFT-EAST
DIV04PW | CUSTODIAL-EVENING SHIFT-WEST
DIV04SV | CUSTODIAL-EQUIP SERVICE AND REPAIR
DIV05 | GROUNDS
DIV06 | STORES
DIV07 | MECHANICAL-CHP
DIV08 | MECHANICAL-HVAC
DIV09 | MECHANICAL-CONTROLS
DIV10 | MECHANICAL-2ND SHIFT
ENGINR | ENGINEERING
ENVRMTL | ENVIRONMENTAL
EVENTS | EVENTS SUPPORT
HR | HUMAN RESOURCES
NON-FM | NON-FACILITIES DEPARTMENT
OPS | OPERATIONS
PDC | PROJECT MANAGEMENT
REALEST | REAL ESTATE
SERVRSP | SERVICE RESPONSE
STRCMEP | STRUCTURAL/MEP REVIEW
SYSSERV | INFO TECHNOLOGY

## Active-Bldg List ref
Building Abbr | Building | Description | Portfolio | Site | Building Usage | Status | Owned | Address 1 | Address 2 | Plat Lot | Construction Date | Floors Gross Area | Floors Interior Area | Account (BAT)
ALUMNAE | 100076 | ALUMNAE HALL | ACADEMIC NON-RESEARCH | MAIN | ACAD | ACTIVE | OWNED | 194 MEETING ST | PROVIDENCE, RI 02912 | 10-649A | 1926-01-01 | 32690 | 26946 | CC56000.1007
ANDREWHALL | 100103 | ANDREWS HALL | DORMITORY | MAIN | DORMITORY | ACTIVE | OWNED | 211 BOWEN ST | PROVIDENCE, RI 02912 | 10-649B | 1947-01-01 | 133711 | 113481 | CC40000.1080
ANDREWSHSE | 100200 | ANDREWS HOUSE | STUDENT LIFE | MAIN | SUPPORT | ACTIVE | OWNED | 13 BROWN ST | PROVIDENCE, RI 02912 | 12-458A | 1899-12-31 | 22146 | 17215 | CC54000.1002
ANGELL127 | 100115 | ANGELL ST 127 | AUXILIARY | MAIN | AUXILIARY | ACTIVE | OWNED | 127 ANGELL ST | PROVIDENCE, RI 02912 | 12-235 |  | 5299 | 4512 | CC54000.1002
ANGELL129 | 100141 | ANGELL ST 129 | AUXILIARY | MAIN | AUXILIARY | ACTIVE | OWNED | 129 ANGELL ST | PROVIDENCE, RI 02912 | 12-161 |  | 4268 | 3573 | CC72900.1001
ANGELL169 | 100160 | ANGELL ST 169 | UNASSIGNED | MAIN | ACAD | ACTIVE | LEASED | 169 ANGELL ST | PROVIDENCE, RI 02809 | 12-171 | 1915-01-01 | 5984 | 5182 | CC40000.1076
ANGELL195 | 100186 | ANGELL ST 195 | STUDENT LIFE | MAIN | INDEPENDNT | ACTIVE | OWNED | 195 ANGELL ST | PROVIDENCE, RI 02912 | 12-177 | 1902-01-01 | 8538 | 7005 | CC40000.1090
ANNMARY | 100230 | ANNMARY BROWN MEMORIAL LIBRARY | ACADEMIC NON-RESEARCH | MAIN | LIBRARY | ACTIVE | OWNED | 21 BROWN ST | PROVIDENCE, RI 02912 | 12-458B | 1905-01-01 | 10744 | 9149 | -
APMTHBLDG | 100326 | APPLIED MATH BUILDING | ACADEMIC NON-RESEARCH | MAIN | ACAD | CONSTRUCT | OWNED | 170 HOPE ST | PROVIDENCE, RI 02912 | - |  |  |  | CC56000.1017
ARNOLDLAB | 100278 | ARNOLD LAB | ACADEMIC NON-RESEARCH | MAIN | ACAD | ACTIVE | OWNED | 91 WATERMAN ST | PROVIDENCE, RI 02912 | 12-249A | 1915-01-01 | 28936 | 24557 | CC56000.1008
BARBOUR | 100129 | BARBOUR HALL | DORMITORY | MAIN | DORMITORY | ACTIVE | OWNED | 100 CHARLESFIELD ST | PROVIDENCE, RI 02912 | 16-598 | 1904-01-01 | 54591 | 46413 | CC40000.1034
BARUSBUILD | 100171 | BARUS BUILDING | ACADEMIC NON-RESEARCH | MAIN | ACAD | ACTIVE | OWNED | 340 BROOK ST | PROVIDENCE, RI 02912 | 12-474 |  | 8456 | 7049 | CC72900.1001
BENE005 | 100001 | BENEVOLENT ST 005 | ADMIN/SUPPORT | MAIN | ADMIN | ACTIVE | OWNED | 5 BENEVOLENT ST | PROVIDENCE, RI 02912 | 12-378 |  | 5118 | 4115 | CC40000.1038
BENE020 | 100090 | BENEVOLENT ST 020 | STUDENT LIFE | MAIN | ADMIN | ACTIVE | OWNED | 20 BENEVOLENT ST | PROVIDENCE, RI 02912 | 12-346 |  | 9786 | 8522 | CC54000.1002
BENE022 | 100116 | BENEVOLENT ST 022 | AUXILIARY | MAIN | AUXILIARY | VACANT | OWNED | 22 BENEVOLENT ST | PROVIDENCE, RI 02912 | 12-345 |  | 5571 | 4791 | CC40000.1056
BENE026 | 100142 | BENEVOLENT ST 026 | STUDENT LIFE | MAIN | STUDENT AC | ACTIVE | OWNED | 26 BENEVOLENT ST | PROVIDENCE, RI 02912 | 12-344 |  | 5741 | 4713 | CC54000.1002
BENE070-72 | 100187 | BENEVOLENT ST 070-072 | AUXILIARY | MAIN | AUXILIARY | ACTIVE | OWNED | 70-72 BENEVOLENT ST | PROVIDENCE, RI 02912 | 12-372 |  | 5243 | 4430 | CC54000.1002
BENE074-80 | 100214 | BENEVOLENT ST 074-080 | AUXILIARY | MAIN | AUXILIARY | ACTIVE | OWNED | 74-80 BENEVOLENT ST | PROVIDENCE, RI 02912 | 12-373 |  | 8728 | 7601 | -
BENE083-85 | 100231 | BENEVOLENT ST 083-085 | UNASSIGNED | MAIN | COMMERCIAL | ACTIVE | OWNED | 83 BENEVOLENT ST | PROVIDENCE, RI 02912 | 12-408 |  | 4972 | 4449 | CC54000.1002
BENE084 | 100245 | BENEVOLENT ST 084 | AUXILIARY | MAIN | AUXILIARY | ACTIVE | OWNED | 84 BENEVOLENT ST | PROVIDENCE, RI 02912 | 13-223 |  | 4562 | 3998 | CC54000.1002
BENE086 | 100259 | BENEVOLENT ST 086 | AUXILIARY | MAIN | AUXILIARY | ACTIVE | OWNED | 86 BENEVOLENT ST | PROVIDENCE, RI 02912 | 13-130 |  | 5436 | 4622 | CC40000.1110
BENE088 | 100279 | BENEVOLENT ST 088 | STUDENT LIFE | MAIN | INDEPENDNT | ACTIVE | OWNED | 88 BENEVOLENT ST | PROVIDENCE, RI 02912 | 13-129 |  | 6919 | 5975 | CC63300.1001
BENE093 | 100040 | BENEVOLENT ST 093 | UNASSIGNED | MAIN | BRN2BRN | VACANT | OWNED | 93 BENEVOLENT ST | PROVIDENCE, RI 02912 | 13-277 |  | 2439 | 1839 | CC54000.1002
BENE095 | 100065 | BENEVOLENT ST 095 | AUXILIARY | MAIN | BRN2BRN | VACANT | OWNED | 95 BENEVOLENT ST | PROVIDENCE, RI 02912 | 13-134 |  | 5099 | 4506 | CC40000.1013
BENEFIT188 | 100201 | BENEFIT ST 188 | UNASSIGNED | MAIN | ACAD | LEASE_TERM | LEASED | 188 BENEFIT ST | PROVIDENCE, RI 02912 | - |  |  |  | CC40000.1002
BENOCGAR | 100055 | BENONI COOKE HOUSE - GARAGE | UNASSIGNED | MAIN | ADMIN | ACTIVE | LEASED | 110 SOUTH MAIN ST | PROVIDENCE, RI 02912 | 12-473 |  | 3117 | 2412 | CC57000.1001
BENOCOOKE | 100027 | BENONI COOKE HOUSE | ADMIN/SUPPORT | MAIN | ADMIN | ACTIVE | LEASED | 110 SOUTH MAIN ST | PROVIDENCE, RI 02912 | 12-473 |  | 12129 | 8830 | CC40000.1013
BH | 100077 | BARUS & HOLLEY | ACADEMIC RESEARCH | MAIN | ACAD | ACTIVE | OWNED | 184 HOPE ST | PROVIDENCE, RI 02912 | 13-088B | 1965-01-01 | 207166 | 187067 | CC40000.1070
BIOMEDACF | 100002 | BIO-MED ACF | BIOMED | MAIN | ACAD | ACTIVE | OWNED | 173 MEETING ST | PROVIDENCE, RI 02912 | 10-704 | 1969-01-01 | 58735 | 49079 | CC57000.1005
BIOMEDCTR | 100091 | BIO-MED CTR | BIOMED | MAIN | ACAD | ACTIVE | OWNED | 171 MEETING ST | PROVIDENCE, RI 02912 | 10-704 | 1969-01-01 | 122792 | 106610 | CC57000.1005
BIOMEDGG | 100117 | BIO-MED GRIMSHAW-GUDEWICZ | BIOMED | MAIN | ACAD | ACTIVE | OWNED | 175 MEETING ST | PROVIDENCE, RI 02912 | 10-704 | 1989-01-01 | 55855 | 46341 | CC40000.1057
BLISTEIN | 100143 | BLISTEIN HOUSE | ACADEMIC NON-RESEARCH | MAIN | ACAD | ACTIVE | OWNED | 57 WATERMAN ST | PROVIDENCE, RI 02912 | 12-222C |  | 6051 | 4822 | CC56000.1010
BOB | 100144 | BROWN OFFICE BLDG | ADMIN/SUPPORT | MAIN | ADMIN | ACTIVE | OWNED | 164 ANGELL ST | PROVIDENCE, RI 02912 | 10-718 | 1969-01-01 | 78776 | 70790 | CC40000.1055
BOWEN219 | 100188 | BOWEN ST 219 | DORMITORY | MAIN | DORMITORY | ACTIVE | OWNED | 219 BOWEN ST | PROVIDENCE, RI 02912 | 10-580 |  | 8183 | 6991 | CC72900.1001
BOWEN244 | 100212 | BOWEN ST 244 | AUXILIARY | MAIN | AUXILIARY | ACTIVE | LEASED | 244 BOWEN ST | PROVIDENCE, RI 02912 | 13-102 | 1914-01-01 | 0 | 0 | CC54000.1002
BOWEN247 | 100038 | BOWEN ST 247 | AUXILIARY | MAIN | AUXILIARY | ACTIVE | OWNED | 247 BOWEN ST | PROVIDENCE, RI 02912 | 13-251 |  | 10586 | 9059 | CC54000.1002
BOWEN251 | 100246 | BOWEN ST 251 | AUXILIARY | MAIN | AUXILIARY | ACTIVE | OWNED | 251 BOWEN ST | PROVIDENCE, RI 02912 | 13-250 | 1899-12-31 | 6462 | 5489 | CC54000.1002
BROOK245-7 | 100041 | BROOK ST 245-247 | AUXILIARY | MAIN | AUXILIARY | ACTIVE | OWNED | 245-247 BROOK ST | PROVIDENCE, RI 02912 | 16-533 | 1899-12-31 | 5140 | 4527 | CC30365.1002
BROOK250 | 100066 | BROOK ST 250 | UNASSIGNED | MAIN | COMMERCIAL | ACTIVE | OWNED | 250 BROOK ST | PROVIDENCE, RI 02912 | 16-634 | 1899-12-31 | 7513 | 6786 | CC54000.1002
BROOK281-3 | 100105 | BROOK ST 281-283 | AUXILIARY | MAIN | AUXILIARY | ACTIVE | OWNED | 281-283 BROOK ST | PROVIDENCE, RI 02912 | 13-137 | 1980-01-01 | 7228 | 6251 | CC40000.1001
BROOK287 | 100173 | BROOK ST 287 | UNASSIGNED | MAIN | AUXILIARY | VACANT | OWNED | 287 BROOK ST | PROVIDENCE, RI 02912 | 13-132 | 1970-01-01 | 3313 | 2970 | CC40000.1001
BROOK291 | 100202 | BROOK ST 291 | UNASSIGNED | MAIN | AUXILIARY | VACANT | OWNED | 291 BROOK ST | PROVIDENCE, RI 02912 | 13-132 | 1970-01-01 | 3737 | 3106 | CC40000.1014
BROOK333 | 100028 | BROOK ST 333 | ACADEMIC NON-RESEARCH | MAIN | ACAD | ACTIVE | OWNED | 333 BROOK ST | PROVIDENCE, RI 02912 | 13-249 | 1899-12-31 | 5036 | 4505 | CC40000.1003
BROOK341 | 100003 | BROOK ST 341 | ACADEMIC NON-RESEARCH | MAIN | ACAD | ACTIVE | OWNED | 341 BROOK ST | PROVIDENCE, RI 02912 | 13-288A |  | 5298 | 4208 | CC72900.1001
BROOK382 | 100092 | BROOK ST 382 | UNASSIGNED | MAIN | ADMIN | LEASE_TERM | LEASED | 382 BROOK ST | PROVIDENCE, RI 02912 | - |  |  |  | CC30365.1002
BROOK450 | 100325 | BROOK ST 450 | UNASSIGNED | MAIN | COMMERCIAL | ACTIVE | OWNED | 450 BROOK ST | PROVIDENCE, RI 02912 | 013-0039 |  |  |  | CC54000.1002
BROOK456 | 100118 | BROOK ST 456 | AUXILIARY | MAIN | AUXILIARY | ACTIVE | OWNED | 456 BROOK ST | PROVIDENCE, RI 02912 | 13-292 |  | 4777 | 3757 | CC40000.1058
BROWN068H | 100140 | BROWN ST 068.5 | ACADEMIC NON-RESEARCH | MAIN | ACAD | ACTIVE | OWNED | 68.5 BROWN ST | PROVIDENCE, RI 02912 | 12-201 | 2001-02-01 | 7592 | 6170 | CC40000.1055
BROWN070 | 100162 | BROWN ST 070 | ACADEMIC NON-RESEARCH | MAIN | ACAD | ACTIVE | OWNED | 70 BROWN ST | PROVIDENCE, RI 02912 | 12-158 | 2001-01-01 | 33543 | 28388 | CC56000.1007
BROWN111 | 100261 | BROWN ST 111 | DORMITORY | MAIN | DORMITORY | ACTIVE | OWNED | 111 BROWN ST | PROVIDENCE, RI 02912 | 10-337A | 1899-12-31 | 4638 | 3992 | CC54000.1002
BROWN131-3 | 100042 | BROWN ST 131-133 | AUXILIARY | MAIN | AUXILIARY | ACTIVE | OWNED | 131-133 BROWN ST | PROVIDENCE, RI 02912 | 10-356 |  | 8098 | 6632 | CC40000.1027
BROWNSTAD | 100067 | BROWN STADIUM | ATHLETICS | MAIN | ATHLETICS | ACTIVE | OWNED | 112 SESSIONS ST | PROVIDENCE, RI 02912 | 7-003; 7-008; 7-088; 7-089; 7-090; 7-091; 7-092; 7-093; 7-094 | 1925-01-01 | 47553 | 15717 | CC72900.1001
BUTLERBLUM | 100257 | BUTLER HOSPITAL BLUMER BUILDING | UNASSIGNED | MAIN | HOSPITAL | ACTIVE | LEASED | 345 BLACKSTONE BLVD | PROVIDENCE, RI 02912 | 38-002 |  | 2293 | 1756 | -
BUTLERCTR | 100199 | BUTLER HOSPITAL CENTER HOUSE REAR | UNASSIGNED | MAIN | HOSPITAL | LEASE_TERM | LEASED | 345 BLACKSTONE BLVD | PROVIDENCE, RI 02912 | - |  |  |  | -
BUTLERDUNC | 100292 | BUTLER HOSPITAL DUNCAN BUILDING | UNASSIGNED | MAIN | HOSPITAL | ACTIVE | LEASED | 345 BLACKSTONE BLVD | PROVIDENCE, RI 02912 | 38-002 |  | 11278 | 8447 | CC72900.1001
BUTLERGODD | 100131 | BUTLER HOSPITAL GODDARD BUILDING | UNASSIGNED | MAIN | HOSPITAL | LEASE_TERM | LEASED | 345 BLACKSTONE BLVD | PROVIDENCE, RI 02912 | - |  |  |  | CC72900.1001
BUTLERHCH | 100080 | BUTLER HOSPITAL HC HALL | UNASSIGNED | MAIN | HOSPITAL | LEASE_TERM | LEASED | 345 BLACKSTONE BLVD | PROVIDENCE, RI 02912 | - |  |  |  | CC72900.1001
BUTLERPOTT | 100106 | BUTLER HOSPITAL POTTER BUILDING | UNASSIGNED | MAIN | HOSPITAL | LEASE_TERM | LEASED | 345 BLACKSTONE BLVD | PROVIDENCE, RI 02912 | - |  |  |  | -
BUTLERSAW | 100269 | BUTLER HOSPITAL SAWYER | UNASSIGNED | MAIN | HOSPITAL | LEASE_TERM | LEASED | 345 BLACKSTONE BLVD | PROVIDENCE, RI 02912 | - |  |  |  | CC56000.1005
BUXTON | 100174 | BUXTON HOUSE: WRISTON QUAD | DORMITORY | MAIN | DORMITORY | ACTIVE | OWNED | 27 BROWN ST | PROVIDENCE, RI 02912 | 12-456 | 1951-01-01 | 23465 | 18617 | CC40000.1105
CARRIE | 100271 | CARRIE TOWER | UNASSIGNED | MAIN | SUPPORT | ACTIVE | OWNED | 69 WATERMAN ST | PROVIDENCE, RI 02912 | 12-249B | 1904-01-01 | 1747 | 550 | CC56000.1002
CASWELL | 100004 | CASWELL HALL | DORMITORY | MAIN | DORMITORY | ACTIVE | OWNED | 168 THAYER ST | PROVIDENCE, RI 02912 | 12-249C | 1903-01-01 | 26253 | 20273 | CC70901.1001
CHAMPLIN | 100119 | CHAMPLIN: PEMBROKE QUAD | DORMITORY | MAIN | DORMITORY | ACTIVE | OWNED | 208 MEETING ST | PROVIDENCE, RI 02912 | 10-649C | 1960-01-01 | 30214 | 25604 | CC56000.1005
CHAPIN | 100163 | CHAPIN HOUSE: WRISTON QUAD | DORMITORY | MAIN | DORMITORY | ACTIVE | OWNED | 116 THAYER ST | PROVIDENCE, RI 02912 | 12456 | 1951-01-01 | 42447 | 34756 | CC54000.1002
CHAR038 | 100217 | CHARLESFIELD ST 038 | AUXILIARY | MAIN | AUXILIARY | VACANT | OWNED | 38 CHARLESFIELD ST | PROVIDENCE, RI 02912 | 16-597 |  | 4658 | 4219 | CC54000.1002
CHAR059 | 100248 | CHARLESFIELD ST 059 | AUXILIARY | MAIN | AUXILIARY | VACANT | OWNED | 59 CHARLESFIELD ST | PROVIDENCE, RI 02912 | 12-244 |  | 7188 | 6530 | CC40000.1001
CHAR066-68 | 100262 | CHARLESFIELD ST 066-068 | UNASSIGNED | MAIN | AUXILIARY | VACANT | OWNED | 66-68 CHARLESFIELD ST | PROVIDENCE, RI 02912 | 16-588 | 1915-01-01 | 5545 | 4678 | CC54000.1002
CHAR070-72 | 100281 | CHARLESFIELD ST 070-072 | AUXILIARY | MAIN | AUXILIARY | ACTIVE | OWNED | 70-72 CHARLESFIELD ST | PROVIDENCE, RI 02912 | 16-175 | 1915-01-01 | 5798 | 4859 | CC54000.1002
CHAR071-73 | 100018 | CHARLESFIELD ST 071-073 | AUXILIARY | MAIN | AUXILIARY | ACTIVE | OWNED | 71-73 CHARLESFIELD ST | PROVIDENCE, RI 02912 | 13-140 |  | 10426 | 8527 | CC40000.1019
CHAR075 | 100043 | CHARLESFIELD ST 075 | ADMIN/SUPPORT | MAIN | SUPPORT | ACTIVE | OWNED | 75 CHARLESFIELD ST | PROVIDENCE, RI 02912 | 13-142 | 1967-01-01 | 8730 | 7383 | CC54000.1002
CHAR108-10 | 100159 | CHARLESFIELD ST 108-110 | AUXILIARY | MAIN | AUXILIARY | ACTIVE | OWNED | 108-110 CHARLESFIELD ST | PROVIDENCE, RI 02912 | 16-568 | 1910-09-01 | 6256 | 5375 | CC40000.1035
CHURCHILL | 100081 | CHURCHILL HOUSE | ACADEMIC NON-RESEARCH | MAIN | ACAD | ACTIVE | OWNED | 155 ANGELL ST | PROVIDENCE, RI 02912 | 12-167 | 1907-01-01 | 18995 | 16232 | CC30365.1015
CLIFFRD060 | 100309 | CLIFFORD ST 060 | UNASSIGNED | DOWNTOWN | COMMERCIAL | ACTIVE | OWNED | 60 CLIFFORD ST | PROVIDENCE, RI 02903 | 20-301 | 1945-01-01 | 10467 | 9418 | CC40000.1081
CNTRLHEAT | 100093 | CENTRAL HEAT PLANT | CENTRAL HEAT PLANT | MAIN | SUPPORT | ACTIVE | OWNED | 235 LLOYD ST | PROVIDENCE, RI 02912 | 11-116 | 1969-01-01 | 24759 | 21983 | CC56000.1006
COOKE037 | 100204 | COOKE ST 037 | ADMIN/SUPPORT | MAIN | SUPPORT | ACTIVE | OWNED | 37 COOKE ST | PROVIDENCE, RI 02912 | 13-256 | 1909-01-01 | 9315 | 7705 | CC40000.1106
CORLISS-B | 100272 | CORLISS-BRACKETT | ACADEMIC NON-RESEARCH | MAIN | ACAD | ACTIVE | OWNED | 45 PROSPECT ST | PROVIDENCE, RI 02912 | 12-154B |  | 16106 | 12414 | CC72900.1001
CORO | 100029 | CORO BUILDING | UNASSIGNED | DOWNTOWN | ACAD | LEASE_TERM | LEASED | 167 POINT ST | PROVIDENCE, RI 02903 | - |  |  |  | CC54000.1002
CUSH084-86 | 100005 | CUSHING ST 084-086 | AUXILIARY | MAIN | AUXILIARY | ACTIVE | OWNED | 84-86 CUSHING ST | PROVIDENCE, RI 02912 | 10-337 |  | 5173 | 4235 | CC54000.1002
CUSH154 | 100094 | CUSHING ST 154 | AUXILIARY | MAIN | AUXILIARY | ACTIVE | OWNED | 154 CUSHING ST | PROVIDENCE, RI 02912 | 13-292 |  | 5374 | 4869 | CC54000.1002
CUSH166 | 100120 | CUSHING ST 166 | AUXILIARY | MAIN | AUXILIARY | ACTIVE | OWNED | 166 CUSHING ST | PROVIDENCE, RI 02912 | 13-292 |  | 5570 | 4627 | CC72900.1001
CUSH172 | 100256 | CUSHING ST 172 | UNASSIGNED | MAIN | ACAD | LEASE_TERM | LEASED | 172 CUSHING ST | PROVIDENCE, RI 02912 | 13-017 |  |  |  | CC30365.1013
DAVOL001 | 100277 | DAVOL SQ 001 | UNASSIGNED | DOWNTOWN | COMMERCIAL | ACTIVE | OWNED | 1 DAVOL SQ | PROVIDENCE, RI 02903 | 21-407 | 1899-12-31 | 46908 | 40500 | CC72900.1001
DAVOL003 | 100145 | DAVOL SQ 003 | ADMIN/SUPPORT | DOWNTOWN | ADMIN | ACTIVE | LEASED | 3 DAVOL SQUARE 2ND FLR | PROVIDENCE, RI 02903 | 21-441 | 1899-12-31 | 36012 | 31134 | CC30365.1004
DAVOL010 | 100039 | DAVOL SQ 010 | UNASSIGNED | DOWNTOWN | COMMERCIAL | ACTIVE | OWNED | 10 DAVOL SQ | PROVIDENCE, RI | 21-318 |  | 41991 | 36709 | CC56000.1005
DIMAN | 100164 | DIMAN HOUSE: WRISTON QUAD | DORMITORY | MAIN | DORMITORY | ACTIVE | OWNED | 41 CHARLESFIELD ST | PROVIDENCE, RI 02912 | 12-456 | 1951-01-01 | 42583 | 35301 | CC40000.1077
DYER200 | 100313 | DYER ST 200 | ADMIN/SUPPORT | DOWNTOWN | ADMIN | ACTIVE | OWNED | 200 DYER ST | PROVIDENCE, RI 02903 | 20-205 | 1948-01-01 | 41091 | 36798 | CC30365.1011
DYERHSE | 100190 | DYER HOUSE | ACADEMIC NON-RESEARCH | MAIN | ACAD | ACTIVE | OWNED | 150 POWER ST | PROVIDENCE, RI 02912 | 17-262B |  | 7992 | 6844 | CC40000.1155
EDDYST339 | 100184 | EDDY ST 339 | UNASSIGNED | DOWNTOWN | COMMERCIAL | ACTIVE | OWNED | 339 EDDY ST | PROVIDENCE, RI | 21-398 | 1899-12-31 | 6652 | 5498 | CC30365.1005
EDDYST349 | 100064 | EDDY ST 349 | UNASSIGNED | DOWNTOWN | COMMERCIAL | ACTIVE | OWNED | 349 EDDY ST | PROVIDENCE, RI | 21-141 | 1968-01-01 | 4317 | 3685 | CC40000.1117
ELM043 | 100311 | ELM ST 043 | ADMIN/SUPPORT | DOWNTOWN | SUPPORT | ACTIVE | OWNED | 43 ELM ST | PROVIDENCE, RI 02903 | 21-391, 21-140 | 1905-04-28 | 1684 | 1462 | CC72900.1001
ELM110 | 100063 | ELM ST 110 | ADMIN/SUPPORT | DOWNTOWN | ADMIN | ACTIVE | LEASED | 110 ELM ST | PROVIDENCE, RI 02912 | 21-202 |  | 39935 | 33625 | CC56000.1006
EMERY | 100235 | EMERY: PEMBROKE QUAD | DORMITORY | MAIN | DORMITORY | ACTIVE | OWNED | 200 MEETING ST | PROVIDENCE, RI 02912 | 10-649D | 1963-01-01 | 34698 | 29951 | CC56000.1017
FACULTCLUB | 100282 | FACULTY CLUB | STUDENT LIFE | MAIN | DINING | ACTIVE | OWNED | 1 MAGEE ST | PROVIDENCE, RI 02912 | 12-326 |  | 18501 | 15457 | CC55000.1002
FAUNCEHSE | 100044 | FAUNCE HOUSE | STUDENT LIFE | MAIN | STUDENT AC | ACTIVE | OWNED | 75 WATERMAN ST | PROVIDENCE, RI 02912 | 12-249D | 1903-01-01 | 71283 | 59149 | CC40000.1029
FEINSTEIN | 100069 | FEINSTEIN | ACADEMIC NON-RESEARCH | MAIN | ACAD | ACTIVE | OWNED | 130 HOPE ST | PROVIDENCE, RI 02912 | 16-519 | 1917-01-01 | 4742 | 4029 | CC40000.1028
FIERINGHSE | 100068 | FIERING HOUSE | AUXILIARY | MAIN | AUXILIARY | ACTIVE | OWNED | 79 CHARLESFIELD ST | PROVIDENCE, RI 02912 | 13-144 |  | 9217 | 7839 | CC40000.1051
FONES008 | 100132 | FONES ALLEY 008 | ADMIN/SUPPORT | MAIN | ACAD | ACTIVE | OWNED | 8 FONES ALLEY | PROVIDENCE, RI 02912 | 12-154C | 1899-12-31 | 3823 | 3096 | CC40000.1044
FOXPOINT | 100107 | FOX POINT DAY CARE CTR | ADMIN/SUPPORT | MAIN | INDEPENDNT | ACTIVE | OWNED | 150 HOPE ST | PROVIDENCE, RI 02912 | 13-169 | 1960-01-01 | 8391 | 7416 | CC40000.1071
GARDNER | 100175 | GARDNER HOUSE | ADMIN/SUPPORT | MAIN | SUPPORT | ACTIVE | OWNED | 106 GEORGE ST | PROVIDENCE, RI 02912 | 12-249E |  | 7943 | 6610 | CC40000.1071
GARDNERGAR | 100205 | GARDNER HOUSE - GARAGE | UNASSIGNED | MAIN | SUPPORT | ACTIVE | OWNED | 106 GEORGE ST | PROVIDENCE, RI 02912 | - |  | 479 | 428 | CC40000.1023
GDINGSGAR | 100133 | GIDDINGS HOUSE - GARAGE | UNASSIGNED | MAIN | ACAD | ACTIVE | OWNED | 128 HOPE ST | PROVIDENCE, RI 02912 | - | 2008-01-01 | 0 | 0 | CC56000.1005
GEO-CHEM | 100056 | GEO-CHEM BLDG | ACADEMIC RESEARCH | MAIN | ACAD | ACTIVE | OWNED | 156 GEORGE ST | PROVIDENCE, RI 02912 | 12-474 | 1982-01-01 | 128647 | 111527 | CC40000.1004
GEORGE025 | 100006 | GEORGE ST 025 | ADMIN/SUPPORT | MAIN | ADMIN | ACTIVE | OWNED | 25 GEORGE ST | PROVIDENCE, RI 02912 | 12-481 | 1913-01-01 | 5606 | 4570 | CC40000.1039
GEORGE067 | 100095 | GEORGE ST 067 | ACADEMIC NON-RESEARCH | MAIN | ACAD | ACTIVE | OWNED | 67 GEORGE ST | PROVIDENCE, RI 02912 | 12-341 |  | 6959 | 5955 | CC40000.1059
GEORGE155 | 100146 | GEORGE ST 155 | ACADEMIC NON-RESEARCH | MAIN | ACAD | ACTIVE | OWNED | 155 GEORGE ST | PROVIDENCE, RI 02912 | 12-370A | 1930-01-01 | 9959 | 8280 | CC40000.1085
GEORGE163 | 100218 | GEORGE ST 163 | ACADEMIC NON-RESEARCH | MAIN | ACAD | ACTIVE | OWNED | 163 GEORGE ST | PROVIDENCE, RI 02912 | 12-415 | 1899-12-31 | 5773 | 4789 | CC40000.1091
GEORGE180 | 100236 | GEORGE ST 180 | ACADEMIC RESEARCH | MAIN | ACAD | ACTIVE | OWNED | 180 GEORGE ST | PROVIDENCE, RI 02912 | 13-110B | 1960-01-01 | 9322 | 7689 | CC40000.1095
GEORGE182 | 100249 | GEORGE ST 182 | ACADEMIC NON-RESEARCH | MAIN | ACAD | ACTIVE | OWNED | 182 GEORGE ST | PROVIDENCE, RI 02912 | 13-110A |  | 26573 | 21048 | CC40000.1008
GERARDHSE | 100019 | GERARD HOUSE, SAMUEL N. | ACADEMIC NON-RESEARCH | MAIN | ACAD | ACTIVE | OWNED | 54 COLLEGE ST | PROVIDENCE, RI 02912 | 12-218 |  | 13928 | 10799 | CC40000.1030
GIDDINGS | 100070 | GIDDINGS HOUSE | ACADEMIC NON-RESEARCH | MAIN | ACAD | ACTIVE | OWNED | 128 HOPE ST | PROVIDENCE, RI 02912 | 16-538 | 1908-01-01 | 13833 | 11699 | CC40000.1030
GODDARD | 100157 | GODDARD HOUSE: WRISTON QUAD | DORMITORY | MAIN | DORMITORY | ACTIVE | OWNED | 39 CHARLESFIELD ST | PROVIDENCE, RI 02912 | 12-456 | 1951-01-01 | 46716 | 39619 | CC56000.1004
GRADCTRA | 100082 | GRADUATE CTR A | DORMITORY | MAIN | DORMITORY | ACTIVE | OWNED | 40 CHARLESFIELD ST | PROVIDENCE, RI 02912 | 16-597A | 1968-01-01 | 31015 | 23452 | CC56000.1004
GRADCTRB | 100108 | GRADUATE CTR B | DORMITORY | MAIN | DORMITORY | ACTIVE | OWNED | 44 CHARLESFIELD ST | PROVIDENCE, RI 02912 | 16-597 | 1968-01-01 | 31038 | 23832 | CC56000.1004
GRADCTRC | 100176 | GRADUATE CTR C | DORMITORY | MAIN | DORMITORY | ACTIVE | OWNED | 82 THAYER ST | PROVIDENCE, RI 02912 | 16-597 | 1968-01-01 | 30722 | 23445 | CC56000.1004
GRADCTRD | 100206 | GRADUATE CTR D | DORMITORY | MAIN | DORMITORY | ACTIVE | OWNED | 90 THAYER ST | PROVIDENCE, RI 02912 | 16-597 | 1968-01-01 | 30743 | 23500 | CC40000.1107
GRADCTRE | 100273 | GRADUATE CTR E | ADMIN/SUPPORT | MAIN | ADMIN | ACTIVE | OWNED | 42 CHARLESFIELD ST | PROVIDENCE, RI 02912 | 16-597 | 1968-01-01 | 40138 | 33763 | CC40000.1116
GRANTFULT | 100030 | GRANT FULTON | ACADEMIC NON-RESEARCH | MAIN | ACAD | ACTIVE | OWNED | 105 BENEVOLENT ST | PROVIDENCE, RI 02912 | 13-145B |  | 9847 | 7838 | CC40000.1066
GRNFCAC | 100305 | GRANOFF CTR FOR THE CREATIVE ARTS | ACADEMIC NON-RESEARCH | MAIN | ACAD | ACTIVE | OWNED | 154 ANGELL ST | PROVIDENCE, RI 02912 | 10-717 | 2011-01-01 | 41948 | 34609 | CC40000.1015
HAFFBARN | 100121 | HAFFENREFFER BARN | ADMIN/SUPPORT | BRISTOL | ACAD | ACTIVE | OWNED | 301 TOWER ST | BRISTOL, RI 02809 | 135-6 | 1928-01-01 | 8254 | 7316 | CC55000.1003
HAFFCARE | 100147 | HAFFENREFFER CARETAKER HOUSE | ADMIN/SUPPORT | BRISTOL | SUPPORT | ACTIVE | OWNED | 303 TOWER ST | BRISTOL, RI 02809 | 135-7 | 1899-12-31 | 1882 | 1688 | CC40000.1066
HAFFMUSEUM | 100165 | HAFFENREFFER MUSEUM COLLECTIONS RES | ADMIN/SUPPORT | BRISTOL | ACAD | ACTIVE | OWNED | 300 TOWER ST | BRISTOL, RI 02809 | 135-6 | 1928-01-01 | 9918 | 8408 | CC55000.1004
HAFFOUTING | 100191 | HAFFENREFFER OUTING RESERVATION FAC | STUDENT LIFE | BRISTOL | STUDENT AC | ACTIVE | OWNED | 302 TOWER ST | BRISTOL, RI 02809 | 135-6 | 1970-01-01 | 3805 | 3430 | CC40000.1066
HAFFTRLER | 100321 | HAFFENREFFER TRAILER | ADMIN/SUPPORT | BRISTOL | ACAD | ACTIVE | OWNED | 302 TOWER ST | BRISTOL, RI 02809 | - |  | 398 | 364 | CC56000.1005
HARKNESS | 100219 | HARKNESS HOUSE: WRISTON QUAD | DORMITORY | MAIN | DORMITORY | ACTIVE | OWNED | 47 CHARLESFIELD ST | PROVIDENCE, RI 02912 | 12-456 | 1951-01-01 | 42630 | 35136 | CC56000.1002
HEGEMAN | 100264 | HEGEMAN HALL | DORMITORY | MAIN | DORMITORY | ACTIVE | OWNED | 128 GEORGE ST | PROVIDENCE, RI 02912 | 12-249G | 1926-01-01 | 38474 | 31610 | CC40000.1111
HEMISPHERE | 100283 | HEMISPHERE BLDG | ADMIN/SUPPORT | MAIN | ADMIN | ACTIVE | OWNED | 167 ANGELL ST | PROVIDENCE, RI 02912 | 12-170 | 1989-01-01 | 12065 | 10390 | CC40000.1012
HILLELHSE | 100026 | HILLEL HOUSE | UNASSIGNED | MAIN | STUDENT AC | ACTIVE | AFFILIATED | 80 BROWN ST | PROVIDENCE, RI 02906 | - |  | 27411 | 23830 | CC56000.1002
HOPE190 | 100109 | HOPE ST 190 | ACADEMIC NON-RESEARCH | MAIN | ACAD | ACTIVE | OWNED | 190 HOPE ST | PROVIDENCE, RI 02912 | 13-085A |  | 11974 | 9749 | CC40000.1072
HOPECOLL | 100045 | HOPE COLLEGE | DORMITORY | MAIN | DORMITORY | ACTIVE | OWNED | 71 WATERMAN ST | PROVIDENCE, RI 02912 | 12-249H |  | 29708 | 24012 | CC40000.1045
HOPPIN | 100177 | HOPPIN (THOMAS P.) HOUSE | ADMIN/SUPPORT | MAIN | ADMIN | ACTIVE | OWNED | 383 BENEFIT ST | PROVIDENCE, RI 02912 | 16-239 |  | 21502 | 16546 | CC40000.1082
HORACEMANN | 100207 | HORACE MANN HOUSE | ADMIN/SUPPORT | MAIN | ADMIN | ACTIVE | OWNED | 47 GEORGE ST | PROVIDENCE, RI 02912 | 12-333 |  | 16044 | 12976 | CC40000.1016
JCBLIBRARY | 100008 | JOHN CARTER BROWN LIBRARY | ACADEMIC NON-RESEARCH | MAIN | LIBRARY | ACTIVE | OWNED | 94 GEORGE ST | PROVIDENCE, RI 02912 | 12-249J | 1904-01-01 | 32040 | 24159 | CC40000.1047
JHAYLIB | 100122 | JOHN HAY LIBRARY | ACADEMIC NON-RESEARCH | MAIN | LIBRARY | ACTIVE | OWNED | 20 PROSPECT ST | PROVIDENCE, RI 02912 | 12-220; 12-222A | 1910-01-01 | 78961 | 65517 | CC40000.1060
JOHN050 | 100148 | JOHN ST 050 | ACADEMIC NON-RESEARCH | MAIN | ACAD | ACTIVE | OWNED | 50 JOHN ST | PROVIDENCE, RI 02912 | 16-253 | 1910-01-01 | 13558 | 11996 | CC40000.1078
JWWILSON | 100031 | J. WALTER WILSON BUILDING | ADMIN/SUPPORT | MAIN | ADMIN | ACTIVE | OWNED | 69 BROWN ST | PROVIDENCE, RI 02912 | 12-159B | 1962-01-01 | 66968 | 56592 | CC56000.1017
KASSAR | 100192 | KASSAR (EDWARD W.) HOUSE | ACADEMIC NON-RESEARCH | MAIN | ACAD | ACTIVE | OWNED | 151 THAYER ST | PROVIDENCE, RI 02912 | 12-306 |  | 23243 | 19275 | CC56000.1016
KINGHSE | 100238 | KING HOUSE | DORMITORY | MAIN | DORMITORY | ACTIVE | OWNED | 154 HOPE ST | PROVIDENCE, RI 02912 | 13-138 |  | 8220 | 7926 | CC40000.1096
KQARCHBRON | 100258 | ARCHIBALD-BRONSON: KEENEY QUAD | DORMITORY | MAIN | DORMITORY | ACTIVE | OWNED | 17 BENEVOLENT ST | PROVIDENCE, RI 02912 | 12-455 | 1957-01-01 | 62167 | 51649 | CC57000.1008
KQEVRTPLND | 100263 | EVERETT-POLAND: KEENEY QUAD | DORMITORY | MAIN | DORMITORY | ACTIVE | OWNED | 13 BENEVOLENT ST | PROVIDENCE, RI 02912 | 12-455 | 1957-01-01 | 62139 | 51099 | CC79610.1024
KQJMSNMEAD | 100057 | JAMESON-MEAD: KEENEY QUAD | DORMITORY | MAIN | DORMITORY | ACTIVE | OWNED | 11 BENEVOLENT ST | PROVIDENCE, RI 02912 | 12-455 | 1957-01-01 | 63507 | 52808 | CC40000.1005
LADDOBSERV | 100250 | LADD OBSERVATORY | ADMIN/SUPPORT | MAIN | ACAD | ACTIVE | OWNED | 210 DOYLE AVE | PROVIDENCE, RI 02912 | 8-265 |  | 7133 | 5564 | CC40000.1112
LINCOLNFLD | 100284 | LINCOLN FIELD BUILDING | ACADEMIC RESEARCH | MAIN | ACAD | ACTIVE | OWNED | 180 THAYER ST | PROVIDENCE, RI 02912 | 12-249K | 1903-01-01 | 18204 | 15789 | CC40000.1068
LIPPITTHSE | 100169 | LIPPITT HOUSE | ACADEMIC NON-RESEARCH | MAIN | ACAD | ACTIVE | OWNED | 96 WATERMAN ST | PROVIDENCE, RI 02912 | 12-191 | 1899-12-31 | 6974 | 5797 | CC40000.1009
LISTART | 100020 | LIST (ALBERT & VERA) ART BUILDING | ACADEMIC NON-RESEARCH | MAIN | ACAD | ACTIVE | OWNED | 64 COLLEGE ST | PROVIDENCE, RI 02912 | 12-219; 12-220; 12-222; 2-228 | 1971-01-01 | 64153 | 57415 | CC56000.1002
LITTLEFLD | 100046 | LITTLEFIELD HALL | DORMITORY | MAIN | DORMITORY | ACTIVE | OWNED | 102 GEORGE ST | PROVIDENCE, RI 02912 | 12-249L | 1926-01-01 | 18888 | 14910 | CC54000.1002
LLOYD165-7 | 100014 | LLOYD AVE 165-167 | AUXILIARY | MAIN | AUXILIARY | ACTIVE | OWNED | 165-167 LLOYD AVE | PROVIDENCE, RI 02912 | 13-012 | 1910-01-01 | 19484 | 14591 | CC40000.1052
LLOYD295 | 100135 | LLOYD AVE 295 | ADMIN/SUPPORT | MAIN | SUPPORT | ACTIVE | OWNED | 295 LLOYD AVENUE | PROVIDENCE, RI 02912 | 11-133 | 2003-09-01 | 53436 | 48534 | CC40000.1046
LYMANHALL | 100110 | LYMAN HALL | ACADEMIC NON-RESEARCH | MAIN | ACAD | ACTIVE | OWNED | 83 WATERMAN ST | PROVIDENCE, RI 02912 | 12-249M |  | 32213 | 25268 | CC40000.1073
MACFARLANE | 100178 | MACFARLANE HOUSE | ACADEMIC NON-RESEARCH | MAIN | ACAD | ACTIVE | OWNED | 48 COLLEGE ST | PROVIDENCE, RI 02912 | 12-217 |  | 9995 | 7685 | CC56000.1012
MACHADO | 100208 | MACHADO (ANTONIO) HOUSE | DORMITORY | MAIN | DORMITORY | ACTIVE | OWNED | 87 PROSPECT ST | PROVIDENCE, RI 02912 | 10-347 | 1912-01-01 | 42455 | 32042 | CC56000.1012
MACHADOGAR | 100243 | MACHADO HOUSE GARAGE | ADMIN/SUPPORT | MAIN | SUPPORT | ACTIVE | OWNED | 116 BROWN ST | PROVIDENCE, RI | - |  | 1678 | 1373 | CC40000.1017
MACMILLAN | 100032 | MACMILLAN HALL | ACADEMIC RESEARCH | MAIN | ACAD | ACTIVE | OWNED | 167 THAYER ST | PROVIDENCE, RI 02912 | 12-474 | 1998-01-01 | 76637 | 66246 | CC40000.1024
MADDOCK | 100058 | MADDOCK ALUMNI CENTER | ADMIN/SUPPORT | MAIN | ADMIN | ACTIVE | OWNED | 38 BROWN ST | PROVIDENCE, RI 02912 | 12-469B |  | 23022 | 18986 | CC40000.1040
MANNING | 100096 | MANNING HALL | ACADEMIC NON-RESEARCH | MAIN | ACAD | ACTIVE | OWNED | 21 PROSPECT ST | PROVIDENCE, RI 02912 | 12-249N |  | 9541 | 7329 | CC40000.1048
MANNING029 | 100123 | MANNING ST 029 | ACADEMIC NON-RESEARCH | MAIN | ACAD | ACTIVE | OWNED | 29 MANNING ST | PROVIDENCE, RI 02912 | 13-288B | 1938-01-01 | 1763 | 1444 | CC40000.1061
MANNING037 | 100149 | MANNING ST 037 | ACADEMIC NON-RESEARCH | MAIN | ACAD | ACTIVE | OWNED | 37 MANNING ST | PROVIDENCE, RI 02912 | 13-288C |  | 7795 | 6558 | CC56000.1005
MARCYHSE | 100193 | MARCY HOUSE: WRISTON QUAD | DORMITORY | MAIN | DORMITORY | ACTIVE | OWNED | 115 GEORGE ST | PROVIDENCE, RI 02906 | 12-456 | 1951-01-01 | 43454 | 34026 | CC40000.1086
MARSTONHAL | 100239 | MARSTON HALL | ACADEMIC NON-RESEARCH | MAIN | ACAD | ACTIVE | OWNED | 346 BROOK ST | PROVIDENCE, RI 02912 | 12-272B | 1926-01-01 | 16938 | 13588 | CC40000.1119
MAXCY | 100265 | MAXCY HALL | ACADEMIC NON-RESEARCH | MAIN | ACAD | ACTIVE | OWNED | 108 GEORGE ST | PROVIDENCE, RI | 12-249O |  | 21774 | 18110 | CC40000.1043
MEEHAN | 100021 | MEEHAN AUDITORIUM | ATHLETICS | MAIN | ATHLETICS | ACTIVE | OWNED | 235 HOPE ST | PROVIDENCE, RI 02912 | 11-133 | 1961-01-01 | 82368 | 65806 | CC40000.1031
MEIKLEJOHN | 100071 | MEIKLEJOHN HOUSE | ACADEMIC NON-RESEARCH | MAIN | ACAD | ACTIVE | OWNED | 159 GEORGE ST | PROVIDENCE, RI 02912 | 12-262 | 1899-12-31 | 5369 | 4484 | CC40000.1075
MENCOFF | 100185 | MENCOFF HALL | ACADEMIC NON-RESEARCH | MAIN | ACAD | ACTIVE | OWNED | 68 WATERMAN ST | PROVIDENCE, RI 02912 | 12-204 |  | 16501 | 12283 | CC56000.1007
METCALFHAL | 100084 | METCALF HALL | DORMITORY | MAIN | DORMITORY | ACTIVE | OWNED | 98 CUSHING ST | PROVIDENCE, RI 02912 | 10-649E | 1919-01-01 | 30169 | 25144 | CC40000.1053
METRSCHBLD | 100136 | METCALF RESEARCH BUILDING | ACADEMIC NON-RESEARCH | MAIN | ACAD | ACTIVE | OWNED | 190 THAYER ST | PROVIDENCE, RI 02912 | 12-249Q | 1923-01-01 | 81651 | 64345 | CC56000.1007
MILLER | 100179 | MILLER HALL | DORMITORY | MAIN | DORMITORY | ACTIVE | OWNED | 118 CUSHING ST | PROVIDENCE, RI 02912 | 10-649F | 1910-01-01 | 29763 | 24365 | CC56000.1013
MINDEN | 100209 | MINDEN HALL | DORMITORY | MAIN | DORMITORY | ACTIVE | OWNED | 121 WATERMAN ST | PROVIDENCE, RI 02912 | 13-076 | 1912-01-01 | 60502 | 50690 | CC40000.1015
MOR-GERARD | 100009 | MORRISON-GERARD STUDIO | ACADEMIC NON-RESEARCH | MAIN | ACAD | ACTIVE | OWNED | 151 HOPE ST | PROVIDENCE, RI 02912 | 13-145A |  | 3444 | 2534 | CC56000.1006
MORRISHALL | 100097 | MORRISS HALL: PEMBROKE QUAD | DORMITORY | MAIN | DORMITORY | ACTIVE | OWNED | 206 MEETING ST | PROVIDENCE, RI 02912 | 10-649G | 1960-01-01 | 34404 | 29900 | CC40000.1089
MRL | 100101 | MEDICAL RESEARCH LAB | ACADEMIC RESEARCH | MAIN | ACAD | ACTIVE | OWNED | 89 WATERMAN ST | PROVIDENCE, RI 02912 | 12-249P | 1965-01-01 | 23666 | 20170 | CC40000.1010
MRSTNBOAT | 100220 | MARSTON BOATHOUSE | ATHLETICS | MAIN | ATHLETICS | ACTIVE | OWNED | 258 INDIA ST | PROVIDENCE, RI 02912 | 17-054 | 1967-01-01 | 20057 | 17767 | CC40000.1092
MRVLSHED | 100307 | MARVEL SHED | UNASSIGNED | MAIN | ATHLETICS | ACTIVE | OWNED | - | - | - |  | 305 | 230 | CC40000.1101
NELSONFIT | 100227 | NELSON FITNESS CENTER | ATHLETICS | MAIN | ATHLETICS | ACTIVE | OWNED | 225 HOPE ST | PROVIDENCE RI 02912 | 11-133 | 2012-03-01 | 95860 | 86123 | CC56000.1014
NEWPEM1 | 100150 | NEW PEMBROKE NO. 1 | DORMITORY | MAIN | DORMITORY | ACTIVE | OWNED | 302 THAYER ST | PROVIDENCE, RI 02912 | 10-577 | 1974-01-01 | 9718 | 7691 | CC56000.1014
NEWPEM2 | 100166 | NEW PEMBROKE NO. 2 | DORMITORY | MAIN | DORMITORY | ACTIVE | OWNED | 306 THAYER ST | PROVIDENCE, RI 02912 | 10-577 | 1974-01-01 | 7606 | 6103 | CC56000.1014
NEWPEM3 | 100194 | NEW PEMBROKE NO. 3 | DORMITORY | MAIN | DORMITORY | ACTIVE | OWNED | 308 THAYER ST | PROVIDENCE, RI 02912 | 10-577 | 1974-01-01 | 19727 | 16729 | CC56000.1014
NEWPEM4 | 100221 | NEW PEMBROKE NO. 4 | DORMITORY | MAIN | DORMITORY | ACTIVE | OWNED | 300 THAYER ST | PROVIDENCE, RI 02912 | 10-577 | 1974-01-01 | 33197 | 28112 | CC40000.1093
NICHOLSON | 100240 | NICHOLSON HOUSE | ADMIN/SUPPORT | MAIN | ADMIN | ACTIVE | OWNED | 71 GEORGE ST | PROVIDENCE, RI 02912 | 12-469A |  | 11920 | 9792 | CC40000.1102
NIGHT-BROW | 100266 | NIGHTINGALE-BROWN HOUSE | ADMIN/SUPPORT | MAIN | SUPPORT | ACTIVE | OWNED | 357 BENEFIT ST | PROVIDENCE, RI 02912 | 16-202 |  | 23051 | 19163 | CC40000.1021
NORWOOD | 100048 | NORWOOD HOUSE | ACADEMIC NON-RESEARCH | MAIN | ACAD | ACTIVE | OWNED | 82 WATERMAN ST | PROVIDENCE, RI 02912 | 12-198 |  | 5724 | 4845 | CC54000.1002
OLIVE020 | 100180 | OLIVE ST 020 | AUXILIARY | MAIN | AUXILIARY | ACTIVE | OWNED | 20 OLIVE ST | PROVIDENCE, RI 02912 | 10-284 |  | 10429 | 9526 | CC56000.1005
OLNEY | 100033 | OLNEY HOUSE: WRISTON QUAD | DORMITORY | MAIN | DORMITORY | ACTIVE | OWNED | 29 BROWN ST | PROVIDENCE, RI 02912 | 12-458 | 1951-01-01 | 42442 | 36185 | CC40000.1025
OMAC | 100059 | OLNEY-MARGOLIES ATHLETIC CENTER | ATHLETICS | MAIN | ATHLETICS | ACTIVE | OWNED | 229 HOPE ST | PROVIDENCE, RI 02912 | 11-133 | 1981-01-01 | 92915 | 87453 | CC40000.1006
ORWIG | 100010 | ORWIG MUSIC HALL | ACADEMIC NON-RESEARCH | MAIN | ACAD | ACTIVE | OWNED | 1 YOUNG ORCHARD AVE | PROVIDENCE, RI 02912 | 13-145C | 1905-01-01 | 27807 | 20552 | CC40000.1041
PARKLN010 | 100098 | PARK LANE 010 | ADMIN/SUPPORT | DOWNTOWN | SUPPORT | ACTIVE | OWNED | 10 PARK LANE | PROVIDENCE, RI 02907 | 50-719, 50-721 | 1969-01-01 | 78241 | 74606 | CC40000.1062
PARTRIDGE | 100151 | PARTRIDGE HALL & ANNEX | STUDENT LIFE | MAIN | STUDENT AC | ACTIVE | OWNED | 68 BROWN ST | PROVIDENCE, RI 02912 | 12-201 |  | 10162 | 8308 | CC40000.1067
PEMBROKE | 100195 | PEMBROKE HALL | ACADEMIC NON-RESEARCH | MAIN | ACAD | ACTIVE | OWNED | 172 MEETING ST | PROVIDENCE, RI 02912 | 10-649H |  | 18022 | 14583 | CC56000.1015
PEMFLDHSE | 100167 | PEMBROKE FIELD HOUSE | ADMIN/SUPPORT | MAIN | SUPPORT | ACTIVE | OWNED | 171 CUSHING ST | PROVIDENCE, RI 02912 | 13-040A | 1937-01-01 | 4191 | 2932 | CC40000.1079
PERKINS | 100222 | PERKINS HALL | DORMITORY | MAIN | DORMITORY | ACTIVE | OWNED | 154 POWER ST | PROVIDENCE, RI 02912 | 17-262A | 1960-01-01 | 40603 | 36090 | CC40000.1097
PGREENHSE | 100252 | PETER GREEN HOUSE | ACADEMIC NON-RESEARCH | MAIN | ACAD | ACTIVE | OWNED | 79 BROWN ST | PROVIDENCE, RI 02912 | 10-263 |  | 10832 | 8523 | CC40000.1103
PIZZITOLA | 100267 | PIZZITOLA | ATHLETICS | MAIN | ATHLETICS | ACTIVE | OWNED | 233 HOPE ST | PROVIDENCE, RI 02912 | 11-133 | 1989-01-01 | 107661 | 99714 | CC40000.1050
POWER089 | 100127 | POWER ST 089 | ADMIN/SUPPORT | MAIN | SUPPORT | ACTIVE | OWNED | 89 POWER ST | PROVIDENCE, RI 02912 | 16-198 |  | 5162 | 4220 | CC40000.1054
POWERPARK | 100138 | POWER ST PARKING GARAGE | ADMIN/SUPPORT | MAIN | SUPPORT | ACTIVE | OWNED | 101 POWER ST | PROVIDENCE, RI 02912 | 16-633 | 1988-01-01 | 107790 | 104763 | CC40000.1036
PRESHSE | 100085 | PRESIDENT'S HOUSE | ADMIN/SUPPORT | MAIN | SUPPORT | ACTIVE | OWNED | 55 POWER ST | PROVIDENCE, RI 02912 | 16-437 | 1922-01-01 | 14264 | 11854 | CC40000.1036
PRESHSESHD | 100112 | PRESIDENT'S HOUSE - STORAGE SHED | UNASSIGNED | MAIN | SUPPORT | ACTIVE | OWNED | 55 POWER ST | PROVIDENCE, RI 02912 | - | 1998-01-01 | 358 | 257 | CC40000.1109
PRINCELAB | 100275 | PRINCE ENGINEERING LAB | ACADEMIC RESEARCH | MAIN | ACAD | ACTIVE | OWNED | 355 BROOK ST | PROVIDENCE, RI 02912 | 13-088A | 1962-01-01 | 57013 | 52405 | CC40000.1018
PROSPECHSE | 100034 | PROSPECT HOUSE | ACADEMIC NON-RESEARCH | MAIN | ACAD | ACTIVE | OWNED | 36 PROSPECT ST | PROVIDENCE, RI 02912 | 12-222B |  | 10446 | 8890 | CC40000.1042
RICHMND196 | 100015 | RICHMOND ST 196 | UNASSIGNED | DOWNTOWN | COMMERCIAL | ACTIVE | OWNED | 196 RICHMOND ST | PROVIDENCE, RI 02903 | 20-353 | 1920-01-01 | 18629 | 16346 | CC57000.1006
RICHMND222 | 100152 | RICHMOND ST 222 (MED ED) | BIOMED | DOWNTOWN | ACAD | ACTIVE | OWNED | 222 RICHMOND ST | PROVIDENCE, RI 02903 | 21-132 | 1928-01-01 | 140890 | 125343 | CC30365.1008
RICHMND233 | 100102 | RICHMOND ST 233 | ADMIN/SUPPORT | DOWNTOWN | ADMIN | ACTIVE | OWNED | 233 RICHMOND ST | PROVIDENCE, RI 02903 | 21-127 | 1970-01-01 | 33861 | 29623 | CC40000.1087
RICHMND4 | 100308 | RICHMOND SQUARE 4 | UNASSIGNED | OFF_CAMPUS | ADMIN | ACTIVE | LEASED | 4 RICHMOND SQUARE, 4TH FLOOR | PROVIDENCE, RI 02906 | 14-569 | 1989-01-01 | 7064 | 5899 | CC30365.1003
RICHMNDPKG | 100128 | RICHMOND ST 222 PARKING GARAGE | UNASSIGNED | DOWNTOWN | COMMERCIAL | ACTIVE | OWNED | 222 RICHMOND ST | PROVIDENCE, RI 02903 | 21-132 | 1989-01-01 | 117023 | 112363 | CC30365.1006
RIHALL | 100099 | RHODE ISLAND HALL | ACADEMIC NON-RESEARCH | MAIN | ACAD | ACTIVE | OWNED | 60 GEORGE ST | PROVIDENCE, RI 02912 | 12-249S |  | 20904 | 14812 | -
ROBINSON | 100223 | ROBINSON HALL | ACADEMIC NON-RESEARCH | MAIN | ACAD | ACTIVE | OWNED | 64 WATERMAN ST | PROVIDENCE, RI 02912 | 12-205 |  | 19758 | 15245 | CC40000.1098
ROCHAMBEAU | 100253 | ROCHAMBEAU HOUSE | ACADEMIC NON-RESEARCH | MAIN | ACAD | ACTIVE | OWNED | 84 PROSPECT ST | PROVIDENCE, RI 02912 | 10-229 | 1929-01-01 | 19486 | 15984 | CC40000.1113
ROCKLIB | 100288 | ROCKEFELLER (JOHN D., JR.) LIBRARY | ACADEMIC NON-RESEARCH | MAIN | LIBRARY | ACTIVE | OWNED | 10 PROSPECT ST | PROVIDENCE, RI 02912 | 12-241A | 1964-01-01 | 207105 | 188587 | CC72900.1001
SALOMON | 100050 | SALOMON CTR FOR TEACHING | ACADEMIC NON-RESEARCH | MAIN | ACAD | ACTIVE | OWNED | 79 WATERMAN ST | PROVIDENCE, RI 02912 | 12-249T |  | 25480 | 22270 | CC40000.1065
SAYLESHALL | 100158 | SAYLES HALL | ACADEMIC NON-RESEARCH | MAIN | ACAD | ACTIVE | OWNED | 81 WATERMAN ST | PROVIDENCE, RI 02912 | 12-249U |  | 24667 | 19261 | CC40000.1037
SCILIB | 100086 | SCIENCES LIBRARY | ACADEMIC NON-RESEARCH | MAIN | LIBRARY | ACTIVE | OWNED | 201 THAYER ST | PROVIDENCE, RI 02912 | 12-272A | 1971-01-01 | 123132 | 99865 | CC56000.1005
SEARS | 100181 | SEARS HOUSE: WRISTON QUAD | DORMITORY | MAIN | DORMITORY | ACTIVE | OWNED | 113 GEORGE ST | PROVIDENCE, RI 02912 | 12-246 | 1951-01-01 | 41254 | 35143 | CC40000.1083
SFRANKHLSB | 100114 | SIDNEY E. FRANK HALL LIFE SCIENCES | BIOMED | MAIN | ACAD | ACTIVE | OWNED | 185 MEETING ST | PROVIDENCE, RI 02912 | 10-704 | 2006-10-01 | 172455 | 142560 | CC56000.1002
SHARPEHSE | 100210 | SHARPE HOUSE | ACADEMIC NON-RESEARCH | MAIN | ACAD | ACTIVE | OWNED | 130 ANGELL ST | PROVIDENCE, RI 02912 | 10-266 |  | 13409 | 11481 | CC53000.1004
SHARPEREF | 100276 | SHARPE REFECTORY | STUDENT LIFE | MAIN | DINING | ACTIVE | OWNED | 144 THAYER ST | PROVIDENCE, RI 02912 | 12-457 | 1951-01-01 | 100097 | 90185 | CC57000.1002
SHIPST070 | 100035 | SHIP ST 070 | BIOMED | DOWNTOWN | ACAD | ACTIVE | OWNED | 70 SHIP ST | PROVIDENCE, RI 02903 | 21-105 | 1902-01-01 | 105968 | 94440 | CC40000.1104
SLATER | 100060 | SLATER HALL | DORMITORY | MAIN | DORMITORY | ACTIVE | OWNED | 70 GEORGE ST | PROVIDENCE, RI 02912 | 12-249V |  | 18872 | 14810 | CC40000.1069
SMAIN121 | 100228 | SOUTH MAIN ST 121 | ACADEMIC NON-RESEARCH | MAIN | ACAD | ACTIVE | OWNED | 121 SOUTH MAIN ST | PROVIDENCE, RI | 12-050 | 1983-01-01 | 207410 | 183243 | CC40000.1063
SMILLERHSE | 100268 | SHIRLEY MILLER HOUSE | ACADEMIC NON-RESEARCH | MAIN | ACAD | ACTIVE | OWNED | 59 GEORGE ST | PROVIDENCE, RI 02912 | 12-340 | 1915-01-01 | 7954 | 6385 | CC57000.1004
SMITH-BUON | 100170 | SMITH-BUONANNO HALL | ACADEMIC NON-RESEARCH | MAIN | ACAD | ACTIVE | OWNED | 95 CUSHING ST | PROVIDENCE, RI 02912 | 10-649L | 1907-09-01 | 15790 | 12693 | CC30365.1012
STEINERT | 100153 | STEINERT CENTER | ACADEMIC NON-RESEARCH | MAIN | ACAD | ACTIVE | OWNED | 148 POWER ST | PROVIDENCE, RI 02912 | 17-261 | 1966-01-01 | 10125 | 8841 | CC40000.1094
STIMSON002 | 100196 | STIMSON AVE 002 | BIOMED | MAIN | ACAD | ACTIVE | OWNED | 2 STIMSON AVE | PROVIDENCE, RI 02912 | 11-110 |  | 15724 | 13078 | CC40000.1088
STSTEPHENS | 100052 | SAINT STEPHEN'S CHURCH | UNASSIGNED | MAIN | CHURCH | ACTIVE | AFFILIATED | 114 GEORGE ST | PROVIDENCE, RI 02906 | - |  |  |  | CC40000.1022
STVNSNSHED | 100244 | STEVENSON FIELD SHED | UNASSIGNED | MAIN | ATHLETICS | ACTIVE | OWNED | 235 HOPE ST | PROVIDENCE, RI 02912 | - |  | 198 | 175 | CC57000.1007
TFGREEN | 100241 | T.F. GREEN HALL | STUDENT LIFE | MAIN | STUDENT AC | ACTIVE | OWNED | 7 YOUNG ORCHARD ST | PROVIDENCE, RI 02912 | 13-147 | 1959-01-01 | 15984 | 13848 | CC40000.1114
THAY257 | 100327 | THAYER ST 257 | - | MAIN | INDEPENDNT | ACTIVE | AFFILIATED | 257 THAYER ST | PROVIDENCE RI 02906 | - |  |  |  | -
THAYER135 | 100289 | THAYER ST 135 | ACADEMIC NON-RESEARCH | MAIN | ACAD | ACTIVE | OWNED | 135 THAYER ST | PROVIDENCE, RI 02912 | 12-374 | 1928-01-01 | 10474 | 7283 | -
THAYER271 | 100318 | THAYER ST 271 | UNASSIGNED | MAIN | COMMERCIAL | ACTIVE | OWNED | 271 THAYER ST | PROVIDENCE, RI 02912 | 013-0030 | 1905-06-16 | 10954 | 9773 | -
THAYER272 | 100324 | THAYER ST 272 | UNASSIGNED | MAIN | COMMERCIAL | ACTIVE | OWNED | 272 THAYER ST | PROVIDENCE, RI 02903 | 10-302 | 1905-05-09 | 13562 | 11694 | CC54000.1002
THAYER307 | 100024 | THAYER ST 307 | UNASSIGNED | MAIN | AUXILIARY | VACANT | OWNED | 307 THAYER ST | PROVIDENCE, RI 02912 | 13-292 |  | 2993 | 2637 | CC54000.1002
THAYER315 | 100051 | THAYER ST 315 | DORMITORY | MAIN | DORMITORY | ACTIVE | OWNED | 315 THAYER ST | PROVIDENCE, RI 02912 | 13-016 | 1910-01-01 | 24194 | 18797 | CC40000.1074
TOCKWOTTEN | 100224 | STOCKROOM - TOCKWOTTEN ST 271 | ACADEMIC NON-RESEARCH | MAIN | ACAD | ACTIVE | OWNED | 271 TOCKWOTTEN ST | PROVIDENCE, RI 02912 | 17-069 | 1950-01-01 | 21313 | 19327 | CC55000.1005
TOWER330 | 100323 | 330 TOWER ST | UNASSIGNED | BRISTOL | COMMERCIAL | ACTIVE | OWNED | 330 TOWER ST | BRISTOL, RI 02809 | 135-12 |  |  |  | CC40000.1033
UEL | 100211 | URBAN ENVIRONMENTAL LAB | ACADEMIC NON-RESEARCH | MAIN | ACAD | ACTIVE | OWNED | 135 ANGELL ST | PROVIDENCE, RI 02912 | 12-162 | 1984-01-01 | 7772 | 6559 | CC56000.1003
UHALL | 100182 | UNIVERSITY HALL | ADMIN/SUPPORT | MAIN | ADMIN | ACTIVE | OWNED | 1 PROSPECT ST | PROVIDENCE, RI 02912 | 12-249 |  | 37099 | 29265 | CC40000.1084
VERN-WOOL | 100012 | VERNEY-WOOLLEY HALL: PEMBROKE QUAD | STUDENT LIFE | MAIN | DINING | ACTIVE | OWNED | 204 MEETING ST | PROVIDENCE, RI 02912 | 10-649 | 1960-01-01 | 5949 | 5486 | CC57000.1003
VGQUADA | 100036 | VARTAN GREGORIAN QUAD A | DORMITORY | MAIN | DORMITORY | ACTIVE | OWNED | 103 THAYER ST | PROVIDENCE, RI 02912 | 16-642 | 1991-01-01 | 94663 | 79618 | CC56000.1003
VGQUADB | 100061 | VARTAN GREGORIAN QUAD B | DORMITORY | MAIN | DORMITORY | ACTIVE | OWNED | 101 THAYER ST | PROVIDENCE, RI 02912 | 16-642 | 1991-01-01 | 55238 | 47286 | CC53000.1002
WALTERHALL | 100100 | WALTER HALL | BIOMED | MAIN | ACAD | ACTIVE | OWNED | 80 WATERMAN ST | PROVIDENCE, RI 02912 | 12-159A |  | 10189 | 7785 | CC40000.1049
WATER070 | 100125 | WATERMAN ST 070 | ACADEMIC NON-RESEARCH | MAIN | ACAD | ACTIVE | OWNED | 70 WATERMAN ST | PROVIDENCE, RI 02912 | 12-203 |  | 8098 | 6563 | CC40000.1108
WATER085 | 100274 | WATERMAN ST 085 | ACADEMIC RESEARCH | MAIN | ACAD | ACTIVE | OWNED | 85 WATERMAN ST | PROVIDENCE, RI 02912 | 12-249I | 1958-01-01 | 51014 | 44671 | CC54000.1002
WATER086 | 100154 | WATERMAN ST 086 | AUXILIARY | MAIN | AUXILIARY | ACTIVE | OWNED | 86 WATERMAN ST | PROVIDENCE, RI 02912 | 12-196 |  | 7297 | 6037 | CC40000.1001
WATER094 | 100293 | WATERMAN ST 094 | ADMIN/SUPPORT | MAIN | ACAD | ACTIVE | OWNED | 94 WATERMAN ST | PROVIDENCE, RI 02912 | 12-192 |  | 6645 | 5030 | CC54000.1002
WATER125-7 | 100197 | WATERMAN ST 125-127 | AUXILIARY | MAIN | AUXILIARY | ACTIVE | OWNED | 125 WATERMAN ST | PROVIDENCE, RI 02912 | 13-271 |  | 12962 | 10958 | CC40000.1001
WATER129 | 100225 | WATERMAN ST 129 | UNASSIGNED | MAIN | AUXILIARY | VACANT | OWNED | 129 WATERMAN ST | PROVIDENCE, RI 02912 | 13-081 |  | 4612 | 4004 | CC40000.1100
WATER131 | 100255 | WATERMAN ST 131 | ACADEMIC NON-RESEARCH | MAIN | ACAD | ACTIVE | OWNED | 131 WATERMAN ST | PROVIDENCE, RI 02912 | 13-082 |  | 5575 | 4592 | CC40000.1115
WATER133 | 100290 | WATERMAN ST 133 | ACADEMIC NON-RESEARCH | MAIN | ACAD | ACTIVE | OWNED | 133 WATERMAN ST | PROVIDENCE, RI 02912 | 13-083 |  | 5255 | 4506 | CC40000.1011
WATER137 | 100025 | WATERMAN ST 137 | ACADEMIC NON-RESEARCH | MAIN | ACAD | ACTIVE | OWNED | 137 WATERMAN ST | PROVIDENCE, RI 02912 | 13-083; 13-085 | 1910-01-01 | 2672 | 2372 | -
WATER229 | 100306 | WATERMAN ST 229 | UNASSIGNED | MAIN | ACAD | LEASE_TERM | LEASED | 229 WATERMAN ST | PROVIDENCE, RI 02912 | 15-168 | 1945-01-01 |  |  | CC40000.1032
WATSONCIT | 100073 | WATSON CENTER FOR INFORMATION TECH | ACADEMIC NON-RESEARCH | MAIN | ACAD | ACTIVE | OWNED | 366 BROOK ST | PROVIDENCE, RI 02912 | 12-271 | 1988-01-01 | 110559 | 105069 | CC40000.1064
WATSONINS | 100155 | WATSON INSTITUTE | ACADEMIC RESEARCH | MAIN | ACAD | ACTIVE | OWNED | 111 THAYER ST | PROVIDENCE, RI 02912 | 12-476 | 2002-01-01 | 52608 | 45677 | CC56000.1005
WAYLAND | 100088 | WAYLAND HOUSE: WRISTON QUAD | DORMITORY | MAIN | DORMITORY | ACTIVE | OWNED | 31 BROWN ST | PROVIDENCE, RI 02912 | 12-456 | 1951-01-01 | 54586 | 44911 | CC56000.1009
WESTHSE | 100183 | WEST HOUSE | DORMITORY | MAIN | DORMITORY | ACTIVE | OWNED | 91 BROWN ST | PROVIDENCE, RI 02912 | 10-333 |  | 4622 | 3793 | CC72900.1001
WESTMIN015 | 100037 | WESTMINSTER 15 | UNASSIGNED | MAIN | ADMIN | LEASE_TERM | LEASED | 15 WESTMINSTER ST | PROVIDENCE, RI 02912 | - |  |  |  | CC40000.1026
WILBOUR | 100062 | WILBOUR HALL | ACADEMIC NON-RESEARCH | MAIN | ACAD | ACTIVE | OWNED | 2 PROSPECT ST | PROVIDENCE, RI 02912 | 12-241B |  | 9335 | 7697 | CC40000.1007
WILSONHALL | 100013 | WILSON HALL | ACADEMIC NON-RESEARCH | MAIN | ACAD | ACTIVE | OWNED | 90 GEORGE ST | PROVIDENCE, RI 02912 | 12-249X |  | 25119 | 20048 | CC56000.1006
WOOLLEYHAL | 100126 | WOOLLEY HALL: PEMBROKE QUAD | DORMITORY | MAIN | DORMITORY | ACTIVE | OWNED | 202 MEETING ST | PROVIDENCE, RI 02912 | 10-649J | 1963-01-01 | 47255 | 41704 | CC56000.1011
YO002 | 100198 | YOUNG ORCHARD AVE 002 | DORMITORY | MAIN | DORMITORY | ACTIVE | OWNED | 2 YOUNG ORCHARD AVE | PROVIDENCE, RI 02912 | 17-604 | 1973-01-01 | 18984 | 15784 | CC56000.1011
YO004 | 100226 | YOUNG ORCHARD AVE 004 | DORMITORY | MAIN | DORMITORY | ACTIVE | OWNED | 4 YOUNG ORCHARD AVE | PROVIDENCE, RI 02912 | 17-169 | 1973-01-01 | 19017 | 16552 | CC56000.1011
YO010 | 100242 | YOUNG ORCHARD AVE 010 | DORMITORY | MAIN | DORMITORY | ACTIVE | OWNED | 10 YOUNG ORCHARD AVE | PROVIDENCE, RI 02912 | 17-605 | 1973-01-01 | 18968 | 16518

## Status&Condition ref
EQ_STATUS | DESCRIPTION | EQ_CONDITION | DESCRIPTION | EQ_CRITICALITY | COMMENTS
ACTIVE | ACTIVE AND OPERATIONAL | 1-VERYGOOD | NEW (<2YRS OLD), RELIABLE IN PERFECT CONDITION | 1 | CRITICAL
INACTIVE/STANDBY | INACTIVE (OFFLINE/BACKUP/STANDBY) WITH INTENT TO MAKE ACTIVE AGAIN | 2-GOOD | FUNCTIONING NORMAL MAINTENANCE | 2 | ESSENTIAL
RETIRED/REMOVED | INACTIVE AND RETIRED - WILL NO LONGER BE UTILIZED | 3-FAIR | FUNCTIONING IN NEED OF REPAIR | 3 | NON-CRITICAL
|  | 4-POOR | RELIABILITY ISSUES RISK OF FAILURE