## Sheet1
PDC ROI Trade Price List - effective 25th March 2013
Enter List Number Here
If no data returned please Contact Customer Services on +44 8700 545 333
Trade Price
Qty Per Carton
Split Carton Price
Discount Code
Eaton List Number | Trade Price £ Each | Qty Per Carton | Split Carton £ Each | Description | Discount Code
120915 | 244.61 | 1 |  | SOL20/2MC4 | H
120916 | 278.12 | 1 |  | SOL20/4MC4 | H
120919 | 210.32 | 1 |  | SOL20/2MV | H
120922 | 251.74 | 1 |  | SOL30/2MC4 | H
120923 | 267.71 | 1 |  | SOL30/4MC4 | H
120926 | 215.77 | 1 |  | SOL30/2MV | H
120934 | 87.3 | 1 |  | P-SOL20 | H
120935 | 92.09 | 1 |  | P-SOL30 | H
120936 | 245.17 | 1 |  | P-SOL60 | H
120937 | 81.5 | 1 |  | PKZ-SOL12 | H
120938 | 82.11 | 1 |  | PKZ-SOL20 | H
120939 | 86.62 | 1 |  | PKZ-SOL30 | H
131755 | 28.12 | 1 |  | SPMT2PA-280/1 | H
131757 | 81.55 | 1 |  | SPMT2PA-280/3 | H
131758 | 106.86 | 1 |  | SPMT2PA-280/4 | H
131759 | 28.12 | 1 |  | SPMT2PA-335/1 | H
131760 | 54 | 1 |  | SPMT2PA-335/2 | H
131761 | 81.55 | 1 |  | SPMT2PA-335/3 | H
131762 | 106.86 | 1 |  | SPMT2PA-335/4 | H
131773 | 86.16 | 1 |  | SPMT2PA-1+NPE | H
131774 | 139.04 | 1 |  | SPMT2PA-3+NPE | H
131778 | 18.56 | 1 |  | SPMT2PA-280 | H
131779 | 19.11 | 1 |  | SPMT2PA-335 | H
131783 | 50.16 | 1 |  | SPMT2PA-NPE | H
131784 | 4.27 | 1 |  | ASLTT-63 | H
131785 | 11.13 | 1 |  | ASAUXSC-SPM | H
132661 | 211.42 | 1 |  | SPPT2PA-600-2+1PE | H
132662 | 222.72 | 1 |  | SPPT2PA-1000-2+1PE | H
132663 | 185.55 | 1 |  | SPPT2PA-600-2PE | H
132664 | 196.85 | 1 |  | SPPT2PA-1000-2PE | H
132665 | 237.5 | 1 |  | SPPT2PA-1000-2+1PE-AX | H
132666 | 211.63 | 1 |  | SPPT2PA-1000-2PE-AX | H
132667 | 48.23 | 1 |  | SPPT2PA-600 | H
132668 | 69.53 | 1 |  | SPPT2PA-1000 | H
132669 | 78.26 | 1 |  | SPPT2PA-1100 | H
136477 | 134.19 | 1 |  | CEMU-01/04 | H
137240 | 395.4 | 1 |  | CRMA-00/20 | H
137243 | 26.31 | 1 |  | CRSZ-00/04 | H
137244 | 41.62 | 1 |  | CMMZ-00/23 | H
137256 | 5.99 | 1 |  | FCFDC10DI-1-SOL | H
137257 | 12.57 | 1 |  | FCFDC10DI-2-SOL | H
137258 | 18.56 | 1 |  | FCFDC10DI-1L-SOL | H
137259 | 39.08 | 1 |  | FCFDC10DI-2L-SOL | H
137279 | 15.76 | 1 |  | ASFLC10-2A-gPV-SOL | H
137280 | 15.76 | 1 |  | ASFLC10-4A-gPV-SOL | H
137281 | 15.76 | 1 |  | ASFLC10-6A-gPV-SOL | H
137282 | 15.76 | 1 |  | ASFLC10-8A-gPV-SOL | H
137283 | 15.76 | 1 |  | ASFLC10-10A-gPV-SOL | H
137284 | 15.76 | 1 |  | ASFLC10-12A-gPV-SOL | H
137285 | 15.76 | 1 |  | ASFLC10-16A-gPV-SOL | H
137286 | 15.76 | 1 |  | ASFLC10-20A-gPV-SOL | H
137287 | 15.76 | 1 |  | ASFLC10-25A-gPV-SOL | H
144121 | 364.4 | 1 |  | SOL30-SAFETY/2MC3-U (230V50HZ) | H
144122 | 336.51 | 1 |  | SOL30-SAFETY/2MC4-U (230V50HZ) | H
144123 | 304.75 | 1 |  | SOL30-SAFETY/2MV-U (230V50HZ) | H
158053 | 65.45 | 1 |  | BZM2-XU230-240VAC | H
158056 | 53.75 | 1 |  | BZM2-XA230-240VAC SHUNT TRIP | H
169584 | 235.06 | 1 |  | Eaton 4P RCBO 100MA 16A 10KA TRIP B | H
169585 | 235.06 | 1 |  | Eaton 4P RCBO 100MA 20A 10KA TRIP B | H
169586 | 235.06 | 1 |  | Eaton 4P RCBO 100MA 6A 10KA TRIP C | H
169587 | 235.06 | 1 |  | Eaton 4P RCBO 100MA 10A 10KA TRIP C | H
169588 | 235.06 | 1 |  | Eaton 4P RCBO 100MA 13A 10KA TRIP C | H
169589 | 235.06 | 1 |  | Eaton 4P RCBO 100MA 16A 10KA TRIP C | H
169590 | 235.06 | 1 |  | Eaton 4P RCBO 100MA 20A 10KA TRIP C | H
169591 | 235.06 | 1 |  | Eaton 4P RCBO 100MA 25A 10KA TRIP C | H
169592 | 235.06 | 1 |  | Eaton 4P RCBO 100MA 32A 10KA TRIP C | H
169593 | 258.57 | 1 |  | Eaton 4P RCBO 100MA 6A 10KA TRIP D | H
169594 | 258.57 | 1 |  | Eaton 4P RCBO 100MA 10A 10KA TRIP D | H
169598 | 230.62 | 1 |  | Eaton 4P RCBO 300MA 10A 10KA TRIP B | H
169599 | 230.62 | 1 |  | Eaton 4P RCBO 300MA 13A 10KA TRIP B | H
169600 | 230.62 | 1 |  | Eaton 4P RCBO 300MA 16A 10KA TRIP B | H
169601 | 230.62 | 1 |  | Eaton 4P RCBO 300MA 20A 10KA TRIP B | H
169602 | 230.62 | 1 |  | Eaton 4P RCBO 300MA 6A 10KA TRIP C | H
169603 | 230.62 | 1 |  | Eaton 4P RCBO 300MA 10A 10KA TRIP C | H
169604 | 230.62 | 1 |  | Eaton 4P RCBO 300MA 13A 10KA TRIP C | H
169605 | 230.62 | 1 |  | Eaton 4P RCBO 300MA 16A 10KA TRIP C | H
169606 | 230.62 | 1 |  | Eaton 4P RCBO 300MA 20A 10KA TRIP C | H
169607 | 230.62 | 1 |  | Eaton 4P RCBO 300MA 25A 10KA TRIP C | H
169608 | 230.62 | 1 |  | Eaton 4P RCBO 300MA 32A 10KA TRIP C | H
169609 | 253.68 | 1 |  | Eaton 4P RCBO 300MA 6A 10KA TRIP D | H
169610 | 253.68 | 1 |  | Eaton 4P RCBO 300MA 10A 10KA TRIP D | H
169611 | 253.68 | 1 |  | Eaton 4P RCBO 300MA 13A 10KA TRIP D | H
169612 | 253.68 | 1 |  | Eaton 4P RCBO 300MA 16A 10KA TRIP D | H
169613 | 253.68 | 1 |  | Eaton 4P RCBO 300MA 20A 10KA TRIP D | H
169614 | 253.68 | 1 |  | Eaton 4P RCBO 300MA 25A 10KA TRIP D | H
169618 | 258.57 | 1 |  | Eaton 4P RCBO 100MA 13A 10KA TRIP D | H
169619 | 258.57 | 1 |  | Eaton 4P RCBO 100MA 16A 10KA TRIP D | H
169620 | 258.57 | 1 |  | Eaton 4P RCBO 100MA 20A 10KA TRIP D | H
169621 | 258.57 | 1 |  | Eaton 4P RCBO 100MA 25A 10KA TRIP D | H
169636 | 247.49 | 1 |  | Eaton 4P RCBO 30MA 10A 10KA TRIP B | H
169637 | 247.49 | 1 |  | Eaton 4P RCBO 30MA 13A 10KA TRIP B | H
169638 | 247.49 | 1 |  | Eaton 4P RCBO 30MA 16A 10KA TRIP B | H
169639 | 247.49 | 1 |  | Eaton 4P RCBO 30MA 20A 10KA TRIP B | H
169640 | 247.49 | 1 |  | Eaton 4P RCBO 30MA 6A 10KA TRIP C | H
169641 | 247.49 | 1 |  | Eaton 4P RCBO 30MA 10A 10KA TRIP C | H
169642 | 247.49 | 1 |  | Eaton 4P RCBO 30MA 13A 10KA TRIP C | H
169643 | 247.49 | 1 |  | Eaton 4P RCBO 30MA 16A 10KA TRIP C | H
169644 | 247.49 | 1 |  | Eaton 4P RCBO 30MA 20A 10KA TRIP C | H
169645 | 247.49 | 1 |  | Eaton 4P RCBO 30MA 25A 10KA TRIP C | H
169646 | 247.49 | 1 |  | Eaton 4P RCBO 30MA 32A 10KA TRIP C | H
169647 | 272.23 | 1 |  | Eaton 4P RCBO 30MA 6A 10KA TRIP D | H
169648 | 272.23 | 1 |  | Eaton 4P RCBO 30MA 10A 10KA TRIP D | H
169649 | 272.23 | 1 |  | Eaton 4P RCBO 30MA 13A 10KA TRIP D | H
169650 | 272.23 | 1 |  | Eaton 4P RCBO 30MA 16A 10KA TRIP D | H
169651 | 272.23 | 1 |  | Eaton 4P RCBO 30MA 20A 10KA TRIP D | H
169652 | 272.23 | 1 |  | Eaton 4P RCBO 30MA 25A 10KA TRIP D | H
169670 | 235.06 | 1 |  | Eaton 4P RCBO 100MA 10A 10KA TRIP B | H
169671 | 235.06 | 1 |  | Eaton 4P RCBO 100MA 13A 10KA TRIP B | H
259471 | 66.55 | 1 |  | NZM1 UVR 208-240AC | H
259499 | 77.67 | 1 |  | NZM2/3 UVR 208-240AC | H
259744 | 57.67 | 1 |  | NZM1 SHUNT TRIP 208-250AC/DC | H
259763 | 67.56 | 1 |  | NZM2/3 SHUNT TRIP 208-250AC/DC | H
260199 | 27.7 | 1 |  | NZM1 HANDLE LOCK | H
260201 | 33.26 | 1 |  | NZM2/3 HANDLE LOCK | H
1050200 | 5.12 | 1 |  | OPERATING SHAFT | J
1050201 | 5.54 | 1 |  | OPERATING SHAFT | J
1050202 | 6.42 | 1 |  | OPERATING SHAFT | J
1050203 | 8.06 | 1 |  | OPERATING SHAFT | J
1050204 | 8.63 | 1 |  | OPERATING SHAFT | J
1050205 | 9.07 | 1 |  | OPERATING SHAFT | J
1050206 | 11.2 | 1 |  | OPERATING SHAFT | J
1050207 | 11.73 | 1 |  | OPERATING SHAFT | J
1050240 | 16.4 | 1 |  | SHAFT 4K10 H135 DMV 160/250/400 | J
1050241 | 14.7 | 1 |  | 160-400A DUMECO HNSHAFT 10X185 | J
1050242 | 18.12 | 1 |  | 160-400A DUMECO HNSHAFT 10X245 | J
1050243 | 15.8 | 1 |  | OPERATING SHAFT 4K10 H400 DMV250/400 | J
1050244 | 27.08 | 1 |  | 630-1000A DUMECO SHAFT 14X200 | J
1050245 | 27.82 | 1 |  | 630-1000A DUMECO SHAFT 14X235 | J
1050246 | 31.38 | 1 |  | 630-1000A DUMECO SHAFT 14X300 | J
1050247 | 32.63 | 1 |  | 630-1000A DUMECO SHAFT 14X400 | J
1050248 | 36.31 | 1 |  | 1250-2000A DUMECO SHAFT 14X200 | J
1050249 | 53.38 | 1 |  | SHAFT 4K14 H280 DMV1250/2000 | J
1050250 | 65.14 | 1 |  | SHAFT 4K14 H400 DMV1250/2000 | J
1050251 | 21.88 | 1 |  | 250-400A DUMECO SHAFT 10X185 | J
1050252 | 22.59 | 1 |  | SHAFT 4K10 H400 DMV250/400 | J
1050253 | 36.44 | 1 |  | SHAFT 4K14 H230 DMV630/1000 | J
1050254 | 51.39 | 1 |  | SHAFT 4K14 H400 DMV630/1000 | J
1050255 | 54.14 | 1 |  | SHAFT 4K14 H185 DMV1250/1600 | J
1050256 | 25.53 | 1 |  | EXTENSION SHAFT 100MM K6 | J
1050257 | 37.72 | 1 |  | EXTENSION SHAFT 200MM K6 | J
1313333 | 3799.35 | 1 |  | DMS2500/3 SWITCH DISCONNECTOR | J
1313334 | 4179.24 | 1 |  | DMS2500/4 SWITCH DISCONNECTOR | J
1313335 | 4077.12 | 1 |  | DMS2500/3 SWITCH DISCONNECTOR | J
1313447 | 5320.54 | 1 |  | DUMECO DMS 3150/4 | J
1313601 | 3852.5 | 1 |  | DMS3150/3 SWITCH DISCONNECTOR | J
1314002 | 60.67 | 1 |  | DCM63/1 SWITCH DISCONNECTOR | J
1314003 | 67.4 | 1 |  | DCM63/1 SWITCH DISCONNECTOR | J
1314004 | 71.19 | 1 |  | DCM63/1 SWITCH DISCONNECTOR | J
1314005 | 92.59 | 1 |  | DCM63/1 SWITCH DISCONNECTOR | J
1314006 | 63.81 | 1 |  | DCM63/4 SWITCH DISCONNECTOR | J
1314007 | 86.65 | 1 |  | DUCO DCM 63/4 COVER | J
1314009 | 76.98 | 1 |  | DCM63/4 SWITCH DISCONNECTOR | J
1314015 | 73.78 | 1 |  | DUCO DCM 63/4 HOR. | J
1314016 | 57.87 | 1 |  | DCM63/4 SWITCH DISCONNECTOR | J
1314031 | 3.57 | 1 |  | CONNECTION KIT M6X20 | J
1314039 | 168.16 | 1 |  | MULTIPOLE MECHANISM | J
1314040 | 242.09 | 1 |  | MULTIPOLE MECHANISM | J
1314052 | 65 | 1 |  | DMM40/1 SWITCH DISCONNECTOR | J
1314053 | 59.59 | 1 |  | DMM40/4 SWITCH DISCONNECTOR | J
1314054 | 92.14 | 1 |  | DMM40/1 SWITCH DISCONNECTOR | J
1314055 | 97.91 | 1 |  | DUMECO DMM 40/4 | J
1314056 | 83.49 | 1 |  | DMM40/1 SWITCH DISCONNECTOR | J
1314057 | 71.1 | 1 |  | DMM40/4 SWITCH DISCONNECTOR | J
1314104 | 56.6 | 1 |  | DUCO DCM 40/1 3P+SN HOR. | J
1314105 | 53.41 | 1 |  | DCM40/1 SWITCH DISCONNECTOR | J
1314106 | 71.16 | 1 |  | DCM40/1 SWITCH DISCONNECTOR | J
1314107 | 88.86 | 1 |  | DUCO DCM 40/1 3P+SN COVER | J
1314108 | 65.79 | 1 |  | DMM40/4 SWITCH DISCONNECTOR | J
1314109 | 51.39 | 1 |  | DCM40/4 SWITCH DISCONNECTOR | J
1314110 | 55.21 | 1 |  | DCM40/4 SWITCH DISCONNECTOR | J
1314111 | 85.95 | 1 |  | DUCO DCM 40/4 COVER | J
1314112 | 72.12 | 1 |  | DCM40/1 SWITCH DISCONNECTOR | J
1314113 | 66.44 | 1 |  | DMM40/4 SWITCH DISCONNECTOR | J
1314157 | 72.46 | 1 |  | DCM63/1 SWITCH DISCONNECTOR | J
1314158 | 59.51 | 1 |  | DCM63/4 SWITCH DISCONNECTOR | J
1314159 | 88.69 | 1 |  | DUMECO DMM 63/1 3P+SN | J
1314160 | 96.07 | 1 |  | DUMECO DMM 63/4 | J
1314161 | 83.49 | 1 |  | DCM63/1 SWITCH DISCONNECTOR | J
1314162 | 67.26 | 1 |  | DCM63/4 SWITCH DISCONNECTOR | J
1314203 | 86.48 | 1 |  | DMM125/1 SWITCH DISCONNECTOR | J
1314204 | 79.64 | 1 |  | DMM125/4 SWITCH-DISCONNECTOR | J
1314206 | 123.89 | 1 |  | DMM125/1 SWITCH DISCONNECTOR | J
1314207 | 114.22 | 1 |  | DMM125/4 SWITCH DISCONNECTOR | J
1314210 | 110.85 | 1 |  | DMM125/1 SWITCH DISCONNECTOR | J
1314211 | 85.97 | 1 |  | DMM125/4 SWITCH DISCONNECTOR | J
1314230 | 8.63 | 1 |  | PROTECTIVE COVER | J
1314232 | 88.32 | 1 |  | CONNECTION SET | J
1314278 | 7.38 | 1 |  | OPERATING SHAFT | J
1314279 | 7.1 | 1 |  | OPERATING SHAFT | J
1314280 | 6.7 | 1 |  | OPERATING SHAFT | J
1314281 | 8.31 | 1 |  | OPERATING SHAFT | J
1314300 | 18.35 | 1 |  | AUXILIARY SWITCH SET | J
1314301 | 25.33 | 1 |  | AUXILIARY SWITCH SET | J
1314314 | 84.96 | 1 |  | DMV CHANGE OVER MECHANISM | J
1314320 | 75.88 | 1 |  | CONNECTORS | J
1314330 | 8.96 | 1 |  | PROTECTIVE COVER | J
1314331 | 4.32 | 1 |  | PROTECTIVE COVER | J
1314334 | 10.63 | 1 |  | OPERATING SHAFT | J
1314335 | 8.84 | 1 |  | OPERATING SHAFT | J
1314336 | 336.38 | 1 |  | DMV CHANGE OVER MECHANISM | J
1314337 | 84.96 | 1 |  | MULTIPOLE MECHANISM | J
1314341 | 41.7 | 1 |  | OPERATING SHAFT | J
1314342 | 32.91 | 1 |  | OPERATING SHAFT | J
1314344 | 12.04 | 1 |  | FRONT MOUNTING SET | J
1314369 | 22.2 | 1 |  | SHAFT SUPPORTING SET | J
1314370 | 13.71 | 1 |  | OPERATING SHAFT | J
1314371 | 14.11 | 1 |  | OPERATING SHAFT | J
1314372 | 12.72 | 1 |  | OPERATING SHAFT | J
1314374 | 15.27 | 1 |  | OPERATING SHAFT | J
1314375 | 11.67 | 1 |  | OPERATING SHAFT | J
1314398 | 14.73 | 1 |  | AUXILIARY SWITCH | J
1314648 | 17.45 | 1 |  | CONNECTION KIT M10X30 | J
1314682 | 276.02 | 1 |  | HOLEC C/O MECHANISM | J
1314691 | 5.31 | 1 |  | OPERATING SHAFT | J
1314692 | 5.66 | 1 |  | OPERATING SHAFT | J
1314693 | 5.66 | 1 |  | OPERATING SHAFT | J
1314735 | 10.74 | 1 |  | PROTECTIVE COVER | J
1314736 | 14.73 | 1 |  | HOLEC 16A 380V 1N-O 1N-C A.CON | J
1314751 | 5.06 | 1 |  | OPERATING SHAFT | J
1314752 | 5.06 | 1 |  | OPERATING SHAFT | J
1314830 | 15.69 | 1 |  | HOLEC 4 POLE TERMINAL SHIELDS | J
1314857 | 17.95 | 1 |  | CONNECTION KIT M12X35 | J
1314878 | 157.37 | 1 |  | INTERCONNECTIONS SET | J
1314879 | 242.51 | 1 |  | INTERCONNECTIONS SET | J
1314881 | 366.91 | 1 |  | INTERCONNECTIONS SET | J
1314883 | 569.68 | 1 |  | INTERCONNECTIONS SET DMV 1000N | J
1314884 | 180.01 | 1 |  | CHANGE-OVER MECHANISM | J
1314915 | 14.67 | 1 |  | CONNECTION KIT M10X20 | J
1314927 | 8.22 | 1 |  | CONNECTION KIT M8X20 | J
1314994 | 13.24 | 1 |  | OPERATING SHAFT | J
1314995 | 16.48 | 1 |  | OPERATING SHAFT | J
1314996 | 5.31 | 1 |  | OPERATING SHAFT | J
1318011 | 222.1 | 1 |  | SWITCH-DISC FUSE QSA 63N1-A3/3 | J
1318016 | 188.97 | 1 |  | SWITCH-DISC FUSE QSA 100N1-A4/3 | J
1318020 | 248.15 | 1 |  | SWITCH-DISC FUSE QSA 125N1-B2/3 | J
1318023 | 250.34 | 1 |  | SWITCH-DISC FUSE QSA 160N1-B2/3 | J
1318027 | 209.55 | 1 |  | QSA 3P 63A FS 1 DIN FUSES | J
1318030 | 203.81 | 1 |  | QSA125N1-00/3 SW DISCON FUSE | J
1318033 | 209.3 | 1 |  | QSA160N1-003 SW-DISCON FUSE | J
1318476 | 48.15 | 1 |  | FRONT COVER | J
1318526 | 406.66 | 1 |  | QSA250N-2/3 SW DISCON FUSE | J
1318533 | 471.58 | 1 |  | QSA400N-2/3 SW DISCON FUSE | J
1318537 | 674.39 | 1 |  | SWITCH-DISC FUSE QSA 400 -C3/3 | J
1318542 | 760.58 | 1 |  | QSA630-3/3 SW DISCON FUSE | J
1318543 | 896.41 | 1 |  | QSA800-3/3 SW DISCON FUSE | J
1318544 | 836.28 | 1 |  | Q RANGE FCS 630A TP FM SIZE 3 | J
1318546 | 172.6 | 1 |  | QSA100N1-00/3 SW DISCON FUSE | J
1318547 | 393.17 | 1 |  | QSA200N-2/3 SW DISCON FUSE | J
1318548 | 496.46 | 1 |  | QSA315N-2/3 SW DISCON FUSE | J
1318549 | 766.22 | 1 |  | SWITCH-DISC FUSE QSA 400-3/3 | J
1318685 | 22.06 | 1 |  | SHAFT COUPLING 4K12/4K14 | J
1319056 | 391.45 | 1 |  | SWITCH-DISC FUSE QSA 160N -B2/3 | J
1319065 | 359.4 | 1 |  | SWITCH-DISC FUSE QSA 200/3 BS | J
1319074 | 406.89 | 1 |  | SWITCH-DISC FUSE QSA 250N -B4/3 | J
1319095 | 414.89 | 1 |  | SWITCH-DISC FUSE QSA 315N- B4/3 | J
1319103 | 415.83 | 1 |  | SWITCH-DISC FUSE QSA 400N -B4/3 | J
1319175 | 816.21 | 1 |  | SWITCH-DISC FUSE QSA 800 -C3/3 | J
1319301 | 15.35 | 1 |  | OPERATING SHAFT 600MM K2 | J
1319303 | 3.99 | 1 |  | OPERATING SHAFT 115MM K2 | J
1319306 | 5.14 | 1 |  | OPERATING SHAFT 140MM K2 | J
1319307 | 6.19 | 1 |  | OPERATING SHAFT 180MM K2 | J
1319311 | 8.14 | 1 |  | OPERATING SHAFT 300MM K2 | J
1319314 | 5.66 | 1 |  | OPERATING SHAFT 135MM K3 | J
1319315 | 6.47 | 1 |  | OPERATING SHAFT 180MM K2 | J
1319319 | 9.05 | 1 |  | OPERATING SHAFT 300MM K3 | J
1319322 | 16.94 | 1 |  | OPERATING SHAFT 600MM K3 | J
1319326 | 10.66 | 1 |  | OPERATING SHAFT 300MM K4 | J
1319328 | 19.73 | 1 |  | OPERATING SHAFT 300MM K4 | J
1319329 | 27.76 | 1 |  | OPERATING SHAFT 600MM K4 | J
1319332 | 25.76 | 1 |  | COUPLING LINK 8X8MM | J
1319334 | 26.23 | 1 |  | COUPLING LINK 10X10MM | J
1319336 | 27.93 | 1 |  | COUPLING LINK 12X12MM | J
1319398 | 17.68 | 1 |  | SHAFT COUPLING 4K10/4K12 | J
1319409 | 12.58 | 1 |  | QSA TERMINAL COVER 1P M6 | J
1319411 | 15.32 | 1 |  | SP FCS TERMIAL COVER | J
1319413 | 21.54 | 1 |  | QSA TERMINAL COVER 1P M10 | J
1319415 | 30.2 | 1 |  | QSA TERMINAL COVER 1P M12 | J
1319417 | 64.26 | 1 |  | QSA REAR COVER PLATE | J
1319418 | 26.54 | 1 |  | QSA PHASE BARRIERS | J
1319423 | 43.25 | 1 |  | QSA FRONT COVER | J
1319426 | 68.39 | 1 |  | PROTECTIVE COVER | J
1319429 | 47.86 | 1 |  | PROTECTIVE COVER | J
1319432 | 17.22 | 1 |  | TP FCS TERMINAL COVER | J
1319435 | 38.62 | 1 |  | PROTECTIVE COVER | J
1319438 | 43.68 | 1 |  | QSA FRONT COVER | J
1319439 | 13.46 | 1 |  | QSA REAR COVER 1P | J
1319441 | 33.19 | 1 |  | QSA REAR COVER 1P | J
1319460 | 53.74 | 1 |  | QSA SOLID NEUTRAL 40/63A | J
1319462 | 76.36 | 1 |  | QSA SWITCHED NEUTRAL 40/63A | J
1319466 | 41.84 | 1 |  | QSA SOLID NEUTRAL 100/125A | J
1319467 | 62 | 1 |  | QSA SWITCHED NEUTRAL 100/125A | J
1319472 | 43.31 | 1 |  | QSA SOLID NEUTRAL 160A | J
1319473 | 48.94 | 1 |  | QSA SOLID NEUTRAL 160/200A | J
1319474 | 70.6 | 1 |  | QSA SWITCHED NEUTRAL 160A | J
1319476 | 95.39 | 1 |  | QSA SWITCHED NEUTRAL 160/200A | J
1319480 | 50.44 | 1 |  | QSA SOLID NEUTRAL 250/315/400A | J
1319482 | 69.98 | 1 |  | QSA SWITCHED NEUTRAL 250/315/400A | J
1319486 | 86.85 | 1 |  | QSA SOLID NEUTRAL 400/630/800A | J
1319662 | 157.16 | 1 |  | QSA SWITCHED NEUTRAL 400/630/800A | J
1319806 | 105.17 | 1 |  | QM63/6 SWITCH DISCONNECTOR | J
1319807 | 105.17 | 1 |  | QM63/6 SWITCH DISCONNECTOR | J
1319814 | 181.54 | 1 |  | QM100/6 SWITCH DISCONNECTOR | J
1319815 | 181.37 | 1 |  | QM100/3 SWITCH DISCONNECTOR | J
1319830 | 4.89 | 1 |  | OPERATING SHAFT 180MM K1/2S | J
1319831 | 6.24 | 1 |  | OPERATING SHAFT 300MM K1/2S | J
1319832 | 13.51 | 1 |  | OPERATING SHAFT 600MM K1/2S | J
1319833 | 14.48 | 1 |  | COUPLING LINK 6X6MM | J
1319851 | 10.12 | 1 |  | AUXILIARY SWITCH | J
1319853 | 13.28 | 1 |  | AUXILIARY SWITCH | J
1319855 | 8.12 | 1 |  | KNOB WITH ESCUTCHEON | J
1319856 | 8.12 | 1 |  | KNOB WITH ESCUTCHEON | J
1319857 | 25.36 | 1 |  | DOOR MECHANISM | J
1319858 | 5.31 | 1 |  | NEUTRAL TERMINAL | J
1319859 | 8.37 | 1 |  | NEUTRAL TERMINAL | J
1319868 | 5.31 | 1 |  | EARTH TERMINAL | J
1319869 | 8.37 | 1 |  | EARTH TERMINAL | J
1319870 | 3.82 | 1 |  | PROTECTIVE PLATE | J
1319871 | 4.95 | 1 |  | PROTECTIVE PLATE | J
1319872 | 5.62 | 1 |  | PROTECTIVE PLATE | J
1319873 | 6.87 | 1 |  | PROTECTIVE COVER SET | J
1319874 | 5.59 | 1 |  | GASKET | J
1319904 | 126.55 | 1 |  | QM63/6N2 SWITCH-DISCONNECTOR | J
1319905 | 204.49 | 1 |  | QM100/6N2 SWITCH-DISCONNECTOR | J
1319915 | 126.55 | 1 |  | QM63/3N SWITCH-DISCONNECTOR | J
1319916 | 193.75 | 1 |  | QM100/3N SWITCH-DISCONNECTOR | J
1319967 | 32.12 | 1 |  | INTERCONNECTIONS SET | J
1319969 | 17.33 | 1 |  | CHANGEOVER CN SET-QM40-63 | J
1319970 | 88.38 | 1 |  | QM40/3N | J
1320200 | 183.03 | 1 |  | SWITCH-DISC FUSE QSA 40N0-A3/3 | J
1320201 | 218.68 | 1 |  | QSA40N0-00/3 SW-DISCON FUSE | J
1320202 | 184.33 | 1 |  | SWITCH-DISC FUSE QSA 63N0-A3/3 | J
1320203 | 244.39 | 1 |  | QSA63N0-00/3 SW-DISCON FUSE | J
1320204 | 163.24 | 1 |  | SWITCH-DISC FUSE QSA 40N0-A3/3 | J
1320205 | 201.22 | 1 |  | SWITCH-DISC FUSE QSA 40N0-00/3 | J
1320206 | 163.24 | 1 |  | SWITCH-DISC FUSE QSA 63N0-A3/3 | J
1320207 | 232.88 | 1 |  | SWITCH-DISC FUSE QSA 63N0-00/3 | J
1320237 | 43.42 | 1 |  | PROTECTIVE COVER | J
1320239 | 20.16 | 1 |  | QSA PHASE BARRIERS | J
1713100 | 66.04 | 1 |  | DUCO DMV40/3 | J
1713101 | 81.77 | 1 |  | DUCO DMV40/1 3P+SN | J
1713103 | 80.12 | 1 |  | DUCO DMV40/4 | J
1713121 | 52.47 | 1 |  | DUCO DMV40/2 | J
1713123 | 67.03 | 1 |  | DUCO DMV40/3 | J
1713124 | 73.82 | 1 |  | DUCO DMV40/1 3P+SN | J
1713125 | 72.6 | 1 |  | DUCO DMV40/4 | J
1713150 | 75.06 | 1 |  | DUCO DMV63/3 | J
1713151 | 85.16 | 1 |  | DUCO DMV63/1 3P+SN | J
1713153 | 79.73 | 1 |  | DUCO DMV63/4 | J
1713170 | 57.19 | 1 |  | DUCODMV63/2 | J
1713171 | 76.34 | 1 |  | DUCO DMV63/3 | J
1713172 | 75.49 | 1 |  | DUCO DMV63/1 3P+SN | J
1713173 | 76.84 | 1 |  | DUCO DMV63/4 | J
1713201 | 12.64 | 1 |  | FRONT MOUNTING KIT DMV 2P | J
1713202 | 3.82 | 1 |  | PROTECTIVE COVER DMV 2P | J
1713203 | 8.06 | 1 |  | PROTECTIVE COVER DMV 3P | J
1713204 | 19.65 | 1 |  | FRONT MOUNTING KIT DMV 3P | J
1814065 | 1022.51 | 1 |  | DMV2000N/3 SW DISCONNECTOR | J
1814174 | 119.16 | 1 |  | DMV160N/1 SWITCH-DISCONNECTOR | J
1814175 | 119.16 | 1 |  | DMV160N/3 SWITCH-DISCONNECTOR | J
1814176 | 131.72 | 1 |  | DMV160N/4 SWITCH-DISCONNECTOR | J
1814177 | 119.16 | 1 |  | DMV160N/1 SWITCH DISCONNECTOR | J
1814178 | 119.16 | 1 |  | 160A Dumeco 4P SWITCH | J
1814179 | 131.72 | 1 |  | DMV160N/4 SWITCH-DISCONNECTOR | J
1814186 | 136.49 | 1 |  | DUMECO DMVS160N/3 ENL. TERMINALS | J
1814187 | 151.17 | 1 |  | DUMECO 160A 3P+N SWITCH | J
1814188 | 148.49 | 1 |  | DUMECO 160A 4P SWITCH DISCONNECTOR | J
1814408 | 116.74 | 1 |  | DMV250N/3 SWITCH DISCONNECTOR | J
1814409 | 137.15 | 1 |  | DMV250N/1 SWITCH-DISCONNECTOR | J
1814410 | 129.8 | 1 |  | DMV250N/4 SWITCH-DISCONNECTOR | J
1814411 | 123.43 | 1 |  | DMV400N/3 SWITCH DISCONNECTOR | J
1814412 | 155.07 | 1 |  | DMV400N/1 SWITCH-DISCONNECTOR | J
1814413 | 135.6 | 1 |  | DMV400N/4 SWITCH-DISCONNECTOR | J
1814420 | 186.06 | 1 |  | DUMECO DMV250N/3 H170 | J
1814421 | 177.2 | 1 |  | DMV250N/1 SWITCH-DISCONNECTOR | J
1814422 | 180.63 | 1 |  | DMV250N/4 SWITCH-DISCONNECTOR | J
1814423 | 173.44 | 1 |  | DUMECO DMV400N/3 H170 | J
1814424 | 192.48 | 1 |  | DUMECO DMV400N/1 3P+SN H170 | J
1814425 | 179.98 | 1 |  | DUMECO DMV400N/4 H170 | J
1814442 | 379.6 | 1 |  | DMV630N/3 SWITCH DISCONNECTOR | J
1814443 | 439.71 | 1 |  | DMV630N/1 SWITCH-DISCONNECTOR | J
1814444 | 410.68 | 1 |  | DMV630N/4 SWITCH DISCONNECTOR | J
1814445 | 392.78 | 1 |  | DMV1000N/3 SWITCH DISCONNECTOR | J
1814446 | 452.12 | 1 |  | DMV1000N/1 SWITCH-DISCONNECTOR | J
1814447 | 425.35 | 1 |  | DMV1000N/4 SWITCH DISCONNECTOR | J
1814448 | 461.93 | 1 |  | DUMECO DMV630N/3 H182 | J
1814449 | 494.59 | 1 |  | DUMECO DMV630N/1 3P+SN H182 | J
1814450 | 490.77 | 1 |  | DUMECO DMV630N/4 H182 | J
1814451 | 464.47 | 1 |  | DUMECO DMV1000N/3 H182 | J
1814452 | 524.56 | 1 |  | DUMECO DMV1000N/1 3P+SN H182 | J
1814453 | 497.02 | 1 |  | DMV1000N/4 SWITCH-DISCONNECTOR | J
1814590 | 782.2 | 1 |  | DMV1250N/3 SWITCH-DISCONNECTOR | J
1814591 | 880.11 | 1 |  | DMV1250N/1 SWITCH-DISCONNECTOR | J
1814592 | 872.45 | 1 |  | DMV1250N/4 SWITCH DISCONNECTOR | J
1814595 | 805.52 | 1 |  | DMV1600N/3 SWITCH-DISCONNECTOR | J
1814596 | 919.15 | 1 |  | DMV1600N/1 SWITCH-DISCONNECTOR | J
1814597 | 914.51 | 1 |  | DMV1600N/4 SWITCH-DISCONNECTOR | J
1818001 | 10.12 | 1 |  | DIRECT MOUNTING TYPE A BLUE HN | J
1818002 | 14.81 | 1 |  | HANDLE K1A 4K6 RD | J
1818003 | 15.07 | 1 |  | DIRECT MOUNTING TYPE A BLUE HN | J
1818004 | 24.46 | 1 |  | HANDLE K2SA 4K6 RD | J
1818005 | 11.62 | 1 |  | HANDLE K2A 4K8 BL | J
1818006 | 16.4 | 1 |  | HANDLE K2A 4K8 RD | J
1818009 | 31.1 | 1 |  | HANDLE K4AB 200 BL/BL/BL | J
1818010 | 33.81 | 1 |  | HANDLE K4A 4K12 RD | J
1818011 | 31.1 | 1 |  | HANDLE K5A 4K14 BL | J
1818012 | 37.66 | 1 |  | HANDLE K5A 4K14 RD | J
1818013 | 38.77 | 1 |  | HANDLE K6A 4K14 BL | J
1818014 | 49.2 | 1 |  | HANDLE K6A 4K14 RD | J
1818015 | 14.08 | 1 |  | COVER MOUNTING TYPE C BLUE HN | J
1818016 | 17.93 | 1 |  | HANDLE K1C 19 RD/GL/RD | J
1818017 | 17.5 | 1 |  | COVER MOUNTING TYPEC BLUE HN | J
1818018 | 25.33 | 1 |  | HANDLE K2SC 54 RD/GL/RD | J
1818019 | 17.95 | 1 |  | HANDLE K2C 54 BL/BL/BL | J
1818020 | 25.3 | 1 |  | HANDLE K2C 54 RD/GL/RD | J
1818023 | 44.3 | 1 |  | HANDLE K4C 200 BL/BL/BL | J
1818024 | 47.92 | 1 |  | HANDLE K4C 200 RD/GL/RD | J
1818025 | 48.04 | 1 |  | COVER MOUNTING TYPE C BLUE HN | J
1818026 | 60.7 | 1 |  | HANDLE K5C 280 RD/GL/RD | J
1818027 | 56.41 | 1 |  | HANDLE K6C 400 BL/BL/BL | J
1818028 | 78.55 | 1 |  | HANDLE K6C 400 RD/GL/RD | J
1818029 | 30.96 | 1 |  | K1DB/P HANDLE - BLUE | J
1818030 | 34.37 | 1 |  | K1DR/P HANDLE RED/YELLOW | J
1818031 | 25.78 | 1 |  | K1DG/P HANDLE GREY | J
1818032 | 43.93 | 1 |  | DOOR MOUNTING TYPE D&P BLUE HN | J
1818033 | 72.46 | 1 |  | DOOR MOUNTING TYPE D&P RED/YEL | J
1818034 | 28.01 | 1 |  | DOOR MOUNTING TYPE D&P GREY HN | J
1818035 | 42.38 | 1 |  | HANDLE K2D 65 BL/BL/OR | J
1818036 | 61.92 | 1 |  | DOOR MOUNTING TYPE D&P RED/YEL | J
1818037 | 27.76 | 1 |  | HANDLE K2D 65 GS/GS/GS | J
1818038 | 80.78 | 1 |  | DOOR MOUNTING TYPE D&C BLUE HN | J
1818039 | 97 | 1 |  | HANDLE K2SD CIL 65 RD/GL/GL | J
1818040 | 50.32 | 1 |  | HANDLE K2SD CIL 65 GS/GS/GS | J
1818041 | 91.4 | 1 |  | HANDLE K2D CIL 65 BL/BL/OR | J
1818042 | 121.23 | 1 |  | HANDLE K2D CIL 65 RD/GL/GL | J
1818043 | 53.6 | 1 |  | HANDLE K2D CIL 65 GS/GS/GS | J
1818045 | 10.74 | 1 |  | K3DR/P HANDLE RED/YELLOW | J
1818046 | 38.44 | 1 |  | K3DG/P HANDLE GREY | J
1818050 | 93.98 | 1 |  | HANDLE K4D 200 BL/BL/OR | J
1818051 | 91.17 | 1 |  | HANDLE K4D 200 RD/GL/GL | J
1818052 | 64.96 | 1 |  | DOOR MOUNTING TYPE D&P GREY HN | J
1818053 | 151.42 | 1 |  | HANDLE K4D CIL 200 BL/BL/OR | J
1818054 | 147.97 | 1 |  | HANDLE K4D CIL 200 RD/GL/GL | J
1818055 | 105.9 | 1 |  | HANDLE K4D CIL 200 GS/GS/GS | J
1818056 | 108.85 | 1 |  | DOOR MOUNTING TYPE D&P BLUE HN | J
1818057 | 120.21 | 1 |  | HANDLE K5D 280 RD/GL/GL | J
1818058 | 100.57 | 1 |  | DOOR MOUNTING TYPE D&P GREY HN | J
1818059 | 167.65 | 1 |  | HANDLE K5D CIL 280 BL/BL/OR | J
1818060 | 174.24 | 1 |  | HANDLE K5D CIL 280 RD/GL/GL | J
1818061 | 105.9 | 1 |  | HANDLE K5D CIL 280 GS/GS/GS | J
1818062 | 120.27 | 1 |  | DOOR MOUNTING TYPE D&P BLUE HN | J
1818063 | 153.38 | 1 |  | HANDLE K6D 400 RD/GL/GL | J
1818064 | 82.1 | 1 |  | HANDLE K6D 400 GS/GS/GS | J
1818065 | 197.96 | 1 |  | HANDLE.K6D CIL 400 BL/BL/OR HH | J
1818066 | 175.63 | 1 |  | HANDLE K6D CIL 400 RD/GL/GL | J
1818067 | 117.47 | 1 |  | HANDLE K6D CIL 400 GS/GS/GS | J
1818068 | 20.53 | 1 |  | COVER MOUNTING TYPE C BLUE HN | J
1818069 | 42.78 | 1 |  | DOOR MOUNTING TYPE D&P GREY HN | J
1818070 | 67.68 | 1 |  | HANDLE K3KD CIL 110 GS/GS/GS | J
1818072 | 92.9 | 1 |  | HANDLE K2SD OM 65 BL/BL/OR | J
1818076 | 182.63 | 1 |  | HANDLE K5D OM 280 BL/BL/OR | J
1818078 | 176.27 | 1 |  | HANDLE K6D OM 400 BL/BL/OR | J
1818096 | 75.18 | 1 |  | HANDLE K3KD 110 RD/GL/GL | J
1818097 | 128.35 | 1 |  | HANDLE K3KD CIL 110 RD/GL/GL | J
1818110 | 15.69 | 1 |  | HANDLE K3KA 110 4K10 BL | J
1818111 | 23.86 | 1 |  | HANDLE K3KA 110 4K10 RD | J
1818112 | 32.55 | 1 |  | HANDLE K3KC 110 RD/GL/RD | J
1818113 | 63.53 | 1 |  | DOOR MOUNTING TYPE D&P BLUE HN | J
1818114 | 124.28 | 1 |  | HANDLE K3KD CIL 110 BL/BL/OR | J
1818116 | 98.38 | 1 |  | K3 1-0-11 CHANGEOVER HN-DMV250 | J
6028292 | 6.65 | 1 |  | QSA AUXILIARY SWITCH ADAPTER | J
6028293 | 11.3 | 1 |  | QSA AUXILIARY SWITCH 1NO+1NC | J
6028294 | 10.97 | 1 |  | QSA AUXILIARY SWITCH 2NO | J
6030647 | 23.67 | 1 |  | QSA AUX. SWITCH 630/800A 1NO+1NC | J
70040465 | 77.74 | 1 |  | EFERGY E2 USB MONITOR | G
70040466 | 12.44 | 1 |  | EFERGY ELITE ADD CT 3.5 SENSOR | G
70040468 | 66.98 | 1 |  | EFERGY ELITE MONITIOR 3.5mm SENSOR | G
1000MEB | 218.49 | 1 |  | 1000A MAINS EARTH BAR | J
1000SJ11 | 802.27 | 1 |  | 1000A F-LINK CENTRE TAG | K
1004R | 7.43 | 1 |  | 100A F-LINK-HOUSE SERVICE | K
1004RL | 8.44 | 1 |  | 100A HOUSE SERVICE FUSE | K
1004XTNC | 1824.58 | 1 |  | EXEL F-BD 100A 4W TPN-NO FUSE | J
1006XTNC | 2239.59 | 1 |  | EXEL F-BD 100A 6W TPN-NO FUSE | J
1008XTNC | 2969.88 | 1 |  | EXEL F-BD 100A 8W TPN-NO FUSE | J
100AXD2 | 267.06 | 1 |  | 100A DP EXEL 2 SWD | J
100AXTN2 | 352.73 | 1 |  | 100A TPN EXEL 2 SWD | J
100CMFB | 36.8 | 1 |  | 100A TYPE C FUSE-TYPE B BLACK | K
100CMFC | 47.67 | 1 |  | 100A TYPE C FUSE-TYPE C BLACK | K
100JCS82 | 33.09 | 1 |  | 100A 82MM FIXING J TYPE FUSE | K
100JCS92 | 52.68 | 1 |  | 100A 92MM FIXING J TYPE FUSE | K
100KXDC2F | 462.9 | 1 |  | 100A DP EXEL 2 SWDF HRC FITTED | J
100KXSC2F | 381.23 | 1 |  | 100A SPN EXEL2 SWDF HRC FITTED | J
100KXTNC2F | 609.07 | 1 |  | 100A TPN EXEL2 SWDF HRC FITTED | J
100MBDEBSP | 22.3 | 1 |  | 100A SW-F FUSEBASE-SPARES | J
100MFA | 67.08 | 1 |  | 100A TYPE M FUSE-TYPE A-BLACK | K
100MFB | 63.16 | 1 |  | 100A TYPE M FUSE-TYPE B-BLACK | K
100MFC | 84.04 | 1 |  | 100A TYPE M FUSE-TYPE C-BLACK | K
100MFH | 26.19 | 1 |  | 100A TYPE M HRC FUSE CARRIER | J
100MFLK | 3.98 | 1 |  | 100MFH FUSE ADAPTOR LINK | J
100MLK | 5.85 | 1 |  | 100A N LINK GLASGOW (MEM) | J
100NLX | 38.43 | 1 |  | 100A NEUTRAL TERMINAL | J
100SCHF | 45.39 | 1 |  | 100A FUSE CARRIER HRC FITTED | J
100SD5 | 15.66 | 1 |  | 100A F-LINK-OFFSET TAG | K
100SD5M125 | 29.3 | 1 |  | 100-125A MOTOR F-LK OFFSET TAG | K
100SD5M160 | 29.61 | 1 |  | 100-160A MOTOR F-LK-OFFSET TAG | K
100SD5M200 | 33.53 | 1 |  | 100M200A 94MM FIXG FUSELINK | K
100SF5 | 15.81 | 1 |  | 100A F-LINK-CENTRE TAG | K
100SF5M125 | 29.28 | 1 |  | 100-125A MOTOR F-LK CENTRE TAG | K
100SF5M160 | 29.67 | 1 |  | 100-160A MOTOR F-LK-CENTRE TAG | K
100SF5M200 | 33.53 | 1 |  | 100M200A 111MM FIXG FUSELINK | K
100SO | 12.8 | 1 |  | 100A F-LINK OFFSET TAG (SIZE4) | K
100SOM125 | 25.37 | 1 |  | 100M125A 73MM FIXG FUSELINK | K
100SOM160 | 25.37 | 1 |  | 100M160A 73MM FIXG CTR F-LINK | K
101GNC | 556.9 | 1 |  | 100A SPN GLAS F-SW-SURFACE | J
101MB | 90.57 | 1 |  | MEMSHIELD 10A SP TYPE B MCB | H
101MC | 90.57 | 1 |  | MEMSHIELD 10A SP TYPE C MCB | H
101MCR | 360.86 | 1 |  | MEMSHIELD10A SP TYPE C MCB-RCD | H
101MCR10 | 360.86 | 1 |  | MSHD10A SP TYPE C 10MA MCB-RCD | H
101MD | 91.09 | 1 |  | MEMSHIELD 10A SP TYPE D MCB | H
101QB | 69.77 | 1 |  | MEMERA 21 MCB 10A SINGLE POLE | G
102GCEBSP | 17.37 | 1 |  | 63-100A GLASGOW SW BASE-SPARES | J
102MB | 233.39 | 1 |  | MEMSHIELD 10A DP TYPE B MCB | H
102MC | 233.39 | 1 |  | MEMSHIELD 10A DP TYPE C MCB | H
103GNC | 586.44 | 1 |  | 100A TPN GLAS F-SW-SURFACE | J
103GNL | 530.12 | 1 |  | 100A TPN GLAS SW-SURFACE MT | J
103MB | 346.52 | 1 |  | MEMSHIELD 10A TP TYPE B MCB | H
103MC | 346.52 | 1 |  | MEMSHIELD 10A TP TYPE C MCB | H
103MD | 348.39 | 1 |  | MEMSHIELD 10A TP TYPE D MCB | H
104GC | 667.94 | 1 |  | 100A TPSN GLAS F-SW-SURFACE | J
10LS | 3.23 | 1 |  | 10A F-LINK-OFFSET TAG-ST LIGHT | K
10SA2 | 3.31 | 1 |  | 10A F-LINK-OFFSET TAG | K
10SB3 | 5.26 | 1 |  | 10A F-LINK-OFFSET TAG | K
10SE3 | 12.51 | 1 |  | 10A 97MM FXG CTR HRC FUSE | K
10SF3 | 12.51 | 1 |  | 10A 111MM FXG CTR HRC FUSE | K
10SN2 | 3.32 | 1 |  | 10A F-LINK-STAGGERED TAG | K
10SS | 3.16 | 1 |  | 10A F-LINK-STAGGERED TAG-240V | K
11BBMS | 51.7 | 1 |  | MOUNTING 20-32A EXEL2 ON BBC | J
1250SJ11 | 802.27 | 1 |  | 1250A F-LINK-CENTRE TAG | K
125AXD2 | 308.67 | 1 |  | 125A DP EXEL 2 SWD | J
125AXTN2 | 380.66 | 1 |  | 125A TPN EXEL 2 SWD | J
125JCS82 | 38.38 | 1 |  | 125A 82MM FIXING J TYPE FUSE | K
125JCS92 | 52.68 | 1 |  | 125A 92MM FIXING J TYPE FUSE | K
125KXSC2F | 405.75 | 1 |  | 125A SPN EXEL2 SWDF HRC FITTED | J
125KXTNC2F | 628.61 | 1 |  | 125A TPN EXEL2 SWDF HRC FITTED | J
125SD6 | 28.47 | 1 |  | 125A F-LINK OFFSET TAG | K
125SF6 | 28.47 | 1 |  | 125A F-LINK-CENTRE TAG | K
125SO | 28.72 | 1 |  | 125A FUSELINK OFFSET TAG | K
142BBC | 361.42 | 1 |  | 100A BBC-550MM LONG-MEM | J
143BBC | 542.74 | 1 |  | 100A BBC-900MM LONG-MEM | J
144BBC | 762.69 | 1 |  | 100A BBC-1350MM LONG-MEM | J
146BBC | 1001.05 | 1 |  | 100A BBC-1800MM LONG-MEM | J
1505LC | 1.53 | 1 |  | 5A F-LINK-240V | K
1510LC | 1.53 | 1 |  | 10A F-LINK-240V | K
151GNC | 794.95 | 1 |  | 160A SPN GLAS F-SW-SURFACE MT | J
153GNC | 921.58 | 1 |  | 160A TPN GLAS F-SW-SURFACE MT | J
154GC | 1136.55 | 1 |  | 160A TPSN GLAS F-SW-SURFACE MT | J
154R | 5.57 | 1 |  | 15A F-LINK-HOUSE SERVICE | K
15AXD2 | 101.46 | 1 |  | 20A DP EXEL 2 SWD | J
15AXTN2 | 116.52 | 1 |  | 20A TPN EXEL 2 SWD | J
15KXDC2F | 131.2 | 1 |  | 20A DP EXEL 2 SWDF HRC FITTED | J
15KXSC2F | 112.62 | 1 |  | 20A SPN EXEL 2 SWDF HRC FITTED | J
15KXSC2FRED | 157.84 | 1 |  | 20A SPN EXEL2 SWF WITH HRC-RED | J
15KXTNC2F | 158.82 | 1 |  | 20A TPN EXEL 2 SWDF HRC FITTED | J
15LC | 1.53 | 1 |  | 15A F-LINK-240V | K
15QLCS | 17.12 | 1 |  | MEMERA3 15A HRC CARRIER&SHIELD | G
160JCS82 | 38.38 | 1 |  | 160A 82MM FIXING J TYPE FUSE | K
160JCS92 | 55.26 | 1 |  | 160A 92MM FIXING J TYPE FUSE | K
160SD6 | 29.87 | 1 |  | 160A F-LINK-OFFSET TAG | K
160SF6 | 29.87 | 1 |  | 160A F-LINK-CENTRE TAG | K
160SO | 31.33 | 1 |  | 160A FUSELINK OFFSET TAG | K
161MB | 101.57 | 1 |  | MEMSHIELD 16A SP TYPE B MCB | H
161MBR | 402.89 | 1 |  | MEMSHIELD16A SP TYPE B MCB-RCD | H
161MC | 101.57 | 1 |  | MEMSHIELD 16A SP TYPE C MCB | H
161MCR | 402.89 | 1 |  | MEMSHIELD16A SP TYPE C MCB-RCD | H
161MCR10 | 402.89 | 1 |  | MSHD16A SP TYPE C 10MA MCB-RCD | H
161MD | 101.57 | 1 |  | MEMSHIELD 16A SP TYPE D MCB | H
161QB | 69.77 | 1 |  | MEMERA 21 MCB 16A SINGLE POLE | G
162MB | 260.64 | 1 |  | MEMSHIELD 16A DP TYPE B MCB | H
162MC | 260.64 | 1 |  | MEMSHIELD 16A DP TYPE C MCB | H
163MB | 386.96 | 1 |  | MEMSHIELD 16A TP TYPE B MCB | H
163MC | 386.96 | 1 |  | MEMSHIELD 16A TP TYPE C MCB | H
163MD | 388.88 | 1 |  | MEMSHIELD 16A TP TYPE D MCB | H
16LS | 3.21 | 1 |  | 16A F-LINK-OFFSET TAG-ST LIGHT | K
16SA2 | 3.48 | 1 |  | 16A F-LINK-OFFSET TAG | K
16SB3 | 5.52 | 1 |  | 16A F-LINK-OFFSET TAG | K
16SE3 | 12.51 | 1 |  | 16A 97MM FXG CTR HRC FUSE | K
16SF3 | 12.51 | 1 |  | 16A 111MM FXG CTR HRC FUSE | K
16SN2 | 3.5 | 1 |  | 16A F-LINK-STAGGERED TAG | K
16SP | 5.68 | 1 |  | 16A F-LINK-SP STAGGERED TAG | K
16SS | 3.16 | 1 |  | 16A F-LINK-STAGGERED TAG-240V | K
1CLX | 36.27 | 1 |  | EXEL FBD 20-100A LID LOCKING | J
1FC2 | 41.29 | 1 |  | FCS FRAME 1 DP FUSE COVER | J
1FC3 | 43.56 | 1 |  | FCS FRAME 1 TP FUSE COVER | J
1FC4 | 46.18 | 1 |  | FCS FRAME 1 FP FUSE COVER | J
1MGL | 9.79 | 1 |  | CABLE GLAND FOR USE WITH 800KM | G
1PCB | 104.35 | 1 |  | GLAS EXTENSION BOX | J
1TS4 | 20.34 | 1 |  | FCS FRAME 1 TP TERMINAL COVER | J
2004XTNC | 4602.62 | 1 |  | EXEL F-BD 200A 4W TPN-NO FUSE | J
200CMFB | 103.45 | 1 |  | 200A TYPE C FUSE-TYPE B BLACK | K
200CMFC | 120.68 | 1 |  | 200A TYPE C FUSE-TYPE C BLACK | K
200FSCS | 118.91 | 1 |  | BBC CONNECTION SET 200A GLAS | J
200JCS82 | 38.38 | 1 |  | 200A 82MM FIXING J TYPE FUSE | K
200JCS92 | 55.26 | 1 |  | 200A 92MM FIXING J TYPE FUSE | K
200MLK | 8.27 | 1 |  | 200A N LINK GLASGOW (MEM) | J
200SD6 | 30.64 | 1 |  | 200A F-LINK-OFFSET TAG | K
200SD6M250 | 44.98 | 1 |  | 200-250A MOTOR F-LNK-OFFSET TG | K
200SD6M315 | 49.7 | 1 |  | 200M315A 94MM FIXG FUSELINK | K
200SF6 | 30.9 | 1 |  | 200A F-LINK-CENTRE TAG | K
200SF6M250 | 46.29 | 1 |  | 200-250A MOTOR F-LK-CENTRE TAG | K
200SF6M315 | 51.18 | 1 |  | 200M315A 111MM FIXG FUSELINK | K
201713-GV | 52.9 | 1 |  | STEEL ENC ISO 20A 3 POLE | H
201714-GV | 60.52 | 1 |  | STEEL ENC ISO 25A 3 POLE | H
201716-GV | 130.39 | 1 |  | STEEL ENC ISO 63A 3 POLE | H
201718-GV | 55.95 | 1 |  | STEEL ENC ISO 20A 6 POLE 1N/O+1N/C | H
201719-GV | 91.79 | 1 |  | STEEL ENC ISO 32A 6 POLE 1N/O+1N/C | H
201GNC | 732.27 | 1 |  | 200A SPN GLAS F-SW-SURFACE | J
201MB | 101.57 | 1 |  | MEMSHIELD 20A SP TYPE B MCB | H
201MBR | 402.89 | 1 |  | MEMSHIELD20A SP TYPE B MCB-RCD | H
201MC | 101.57 | 1 |  | MEMSHIELD 20A SP TYPE C MCB | H
201MCR | 402.89 | 1 |  | MEMSHIELD20A SP TYPE C MCB-RCD | H
201MCR10 | 402.89 | 1 |  | MSHD20A SP TYPE C 10MA MCB-RCD | H
201MD | 102.07 | 1 |  | MEMSHIELD 20A SP TYPE D MCB | H
201QB | 69.77 | 1 |  | MEMERA 21 MCB 20A SINGLE POLE | G
202GCEBSP | 44.44 | 1 |  | 150-200A GLASGOW SW BASE-SPARE | J
202MB | 260.64 | 1 |  | MEMSHIELD 20A DP TYPE B MCB | H
202MC | 260.64 | 1 |  | MEMSHIELD 20A DP TYPE C MCB | H
203GNC | 931.66 | 1 |  | 200A TPN GLAS F-SW-SURFACE | J
203GNL | 842.4 | 1 |  | 200A TPN GLAS SW-SURFACE | J
203MB | 386.96 | 1 |  | MEMSHIELD 20A TP TYPE B MCB | H
203MC | 386.96 | 1 |  | MEMSHIELD 20A TP TYPE C MCB | H
203MD | 388.88 | 1 |  | MEMSHIELD 20A TP TYPE D MCB | H
204GC | 1005.32 | 1 |  | 200A TPSN GLAS F-SW-SURFACE | J
204R | 5.57 | 1 |  | 20A F-LINK-HOUSE SERVICE | K
204XSNC | 257.77 | 1 |  | EXEL F-BD 20A 4W SPN-NO FUSE | J
204XTNC | 462.04 | 1 |  | EXEL F-BD 20A 4W TPN-NO FUSE | J
206XSNC | 311.17 | 1 |  | EXEL F-BD 20A 6W SPN-NO FUSE | J
206XTNC | 584.38 | 1 |  | EXEL F-BD 20A 6W TPN-NO FUSE | J
207136-GV | 84.96 | 1 |  | PLASTIC CHANGE OVER 20A 4 POLE | H
207149-GV | 32.13 | 1 |  | PLASTIC ENC ISO 20A 3 POLE 1N/O | H
207151-GV | 30.23 | 1 |  | PLASTIC ENC ISO 25A TPN | H
207153-GV | 37.12 | 1 |  | PLASTIC ENC ISO 20A TPN 1N/O+1N/C | H
207161-GV | 43.48 | 1 |  | PLASTIC ENC ISO 20A 6 POLE 1N/O+1N/C | H
207191-GV | 186.46 | 1 |  | PLASTIC CHANGE OVER 32A 4 POLE | H
207202-GV | 75.65 | 1 |  | PLASTIC ENC ISO 32A TPN 1N/O+1N/C | H
207210-GV | 90.41 | 1 |  | PLASTIC ENC ISO 32A 6 POLE 1N/O+1N/C | H
207230-GV | 274.83 | 1 |  | PLASTIC CHANGE OVER 63A 4 POLE | H
207246-GV | 146.69 | 1 |  | PLASTIC ENC ISO 63A 6 POLE 1N/O+1N/C | H
207248-GV | 149.01 | 1 |  | PLASTIC ENC ISO 63A 8 POLE | H
207349-GV | 119.57 | 1 |  | PLASTIC ENC ISO 63A TPN | H
207350-GV | 138.76 | 1 |  | PLASTIC ENC ISO 63A TPN 1N/O+1N/C | H
208XSNC | 334.8 | 1 |  | EXEL F-BD 20A 8W SPN-NO FUSE | J
208XTNC | 671.63 | 1 |  | EXEL F-BD 20A 8W TPN-NO FUSE | J
20LC | 1.53 | 1 |  | 20A F-LINK-240V | K
20LS | 3.21 | 1 |  | 20A F-LINK-OFFSET TAG-ST LIGHT | K
20MFA | 16.79 | 1 |  | 20A TYPE M FUSE-TYPE A-BLACK | K
20MFB | 16.79 | 1 |  | 20A TYPE M FUSE-TYPE B-BLACK | K
20MFBW | 17.77 | 1 |  | 20A TYPE M FUSE-TYPE B-WHITE | K
20MFC | 21.11 | 1 |  | 20A TYPE M FUSE-TYPE C-BLACK | K
20SA2 | 4.36 | 1 |  | 20A F-LINK-OFFSET TAG | K
20SA2M25 | 5.41 | 1 |  | 20-25A MOTOR F-LINK-OFFSET TAG | K
20SA2M32 | 5.41 | 1 |  | 20-32A MOTOR F-LINK-OFFSET TAG | K
20SB3 | 5.78 | 1 |  | 20A F-LINK-OFFSET TAG | K
20SE3 | 12.51 | 1 |  | 20A 97MM FXG CTR HRC FUSE | K
20SF3 | 12.51 | 1 |  | 20A 111MM FXG CTR HRC FUSE | K
20SN2 | 3.97 | 1 |  | 20A F-LINK-STAGGERED TAG | K
20SN2M25 | 5.67 | 1 |  | 20-25A MOTOR F-LK-STAGGERED TG | K
20SN2M32 | 5.67 | 1 |  | 20-32A MOTOR F-LK-STAGGERED TG | K
20SP | 5.68 | 1 |  | 20A F-LINK-SP STAGGERED TAG | K
20SS | 3.57 | 1 |  | 20A F-LINK-STAGGERED TAG-240V | K
2100AXDEBSP | 29.65 | 1 |  | 100A SW-F SW BASE ASSY-SPARES | J
2100AXEBSP | 33.55 | 1 |  | 100A SWITCH BASE ASSY-SPARES | J
212XSNC | 472.05 | 1 |  | EXEL F-BD 20A 12W SPN-NO FUSE | J
215329-GV | 179.72 | 1 |  | STEEL ENC ISO 63A 6 POLE 1N/O+1N/C | H
21BBMS | 58.83 | 1 |  | MOUNTING 63-100A EXEL2 ON BBC | J
227860-GV | 48.99 | 1 |  | PLASTIC ENC ISO 25A TPN | H
228ALCDP | 133.84 | 1 |  | ALINE8 DP ENC C-TOR 40A 240V | H
228ALCDPR | 185.32 | 1 |  | ALIN8 DP ENC C-TOR+REC 40A240V | H
228ALCFP | 105.49 | 1 |  | ALINE8 4P ENC C-TOR 25A 240V | H
228ALCFPR | 151.72 | 1 |  | ALIN8 4P ENC C-TOR+REC 25A240V | H
228ALCSPN | 161.48 | 1 |  | ALIN8 SP&N ENC C-TOR240V 70A | H
228ALCSPNR | 208.63 | 1 |  | ALIN8 SP&N ENC C-TOR&REC 70A | H
230AXEBSP | 8.3 | 1 |  | 32A SWITCH BASE ASSY-SPARES | J
230KXEBSP | 13.39 | 1 |  | 32A SW-FUSE BASE ASSY-SPARES | J
242BBC | 548.35 | 1 |  | 200A BBC-550MM LONG-MEM | J
243BBC | 790.98 | 1 |  | 200A BBC-900MM LONG-MEM | J
244BBC | 1074.62 | 1 |  | 200A BBC-1350MM LONG-MEM | J
246BBC | 1383.38 | 1 |  | 200A BBC-1800MM LONG-MEM | J
248ALCFP | 109.56 | 1 |  | ALINE8 4P ENC C-TOR 25A 415V | H
250JCS82 | 43.14 | 1 |  | 250A 82MM FIXING J TYPE FUSE | K
250JCS92 | 56.82 | 1 |  | 250A 92MM FIXING J TYPE FUSE | K
250SF7 | 39.8 | 1 |  | 250A F-LINK-CENTRE TAG | K
250SG7 | 41.85 | 1 |  | 250A F-LINK-CENTRE TAG | K
25LS | 3.21 | 1 |  | 25A F-LINK-OFFSET TAG-ST LIGHT | K
25SA2 | 4.74 | 1 |  | 25A F-LINK-OFFSET TAG | K
25SB3 | 6.2 | 1 |  | 25A F-LINK-OFFSET TAG | K
25SE3 | 12.51 | 1 |  | 25A 97MM FXG CTR HRC FUSE | K
25SF3 | 12.51 | 1 |  | 25A 111MM FXG CTR HRC FUSE | K
25SN2 | 4.74 | 1 |  | 25A F-LINK-STAGGERED TAG | K
25SP | 6.79 | 1 |  | 25A F-LINK-SP STAGGERED TAG | K
25SS | 3.57 | 1 |  | 25A F-LINK-STAGGERED TAG-240V | K
260AXEBSP | 12.68 | 1 |  | 63A SWITCH BASE ASSY-SPARES | J
260KXEBSP | 24.06 | 1 |  | 63A SW-FUSE BASE ASSY-SPARES | J
2812004VCOA | 48.51 | 1 |  | A-LINE8 C-TOR 12A 220-240V | H
2818VCO | 49.83 | 1 |  | ADS8 OPEN C-TOR 9 KW 220-240V | H
2818VCOSD | 49.83 | 1 |  | ADS8 SD C-TOR 9 KW 220-240V | H
2825004VCOA | 62.71 | 1 |  | A-LINE8 C-TOR 25A 220-240V | H
2825VCO | 58.73 | 1 |  | ADS8 OPEN C-TOR 11KW 220-240V | H
2825VCOSD | 58.73 | 1 |  | ADS8 SD C-TOR 11KW 220-240V | H
2832VCO | 112.21 | 1 |  | ADS8 OPEN C-TOR 15KW 220-240V | H
2832VCOSD | 112.21 | 1 |  | ADS8 SD C-TOR 15KW 220-240V | H
2850VCO | 137.64 | 1 |  | ADS8 OPEN C-TOR 25KW 220-240V | H
2850VCOSD | 137.64 | 1 |  | ADS8 SD C-TOR 25KW 220-240V | H
28ADS1X | 62.42 | 1 |  | ADS8 9KW DOL 240V ENCL C-TOR | H
28ADS2X | 81.39 | 1 |  | ADS8 11KW DOL 240V ENCL C-TOR | H
28ADS3X | 168.08 | 1 |  | ADS8 25KW DOL 240V ENCL C-TOR | H
28ADSA1X | 201.49 | 1 |  | 9KW 240V ENC C-TOR ISOLATOR | H
28ADSA2X | 215.79 | 1 |  | 11KW 240V ENC C-TOR ISOLATOR | H
28ADSA3X | 278.14 | 1 |  | 25KW 240V ENC C-TOR ISOLATOR | H
28ADSM1X | 68.3 | 1 |  | MOULDED BX ENC C-TOR7.5KW-240V | H
28ARD1X | 172.34 | 1 |  | ADS8 ENC C-T REVERSER 9KW 240V | H
28ARD2X | 192.42 | 1 |  | ADS8 ENC C-T REVERSER 11K 240V | H
28SDA2X18 | 355.84 | 1 |  | ADS8 ENC C-T S-DELTA 15KW 240V | H
28SDA3X25 | 355.84 | 1 |  | ADS8 ENC C-T S-DELTA 22KW 240V | H
28SDA3X32 | 622.02 | 1 |  | ADS8 ENC C-T S-DELTA 25KW 240V | H
2AP | 48.15 | 1 |  | MEM LIGHT GREY AEROSOL PAINT | J
2BBCL | 4.57 | 1 |  | CLAMP-100&200A BBC-25MM CABLE | J
2FC2 | 45.01 | 1 |  | FCS FRAME 2 DP FUSE COVER | J
2FC3 | 47.33 | 1 |  | FCS FRAME 2 TP FUSE COVER | J
2LS | 3.21 | 1 |  | 2A F-LINK-OFFSET TAG-ST LIGHT | K
2PCB | 152.44 | 1 |  | GLAS EXTENSION BOX | J
2SA2 | 3.31 | 1 |  | 2A F-LINK-OFFSET TAG | K
2SB3 | 5.26 | 1 |  | 2A F-LINK-OFFSET TAG | K
2SCHF | 9.43 | 1 |  | 20A FUSE CARRIER HRC FITTED | J
2SE3 | 12.51 | 1 |  | 2A 97MM FXG CTR HRC FUSE | K
2SF3 | 12.51 | 1 |  | 2A 111MM FXG CTR HRC FUSE | K
2SN2 | 3.32 | 1 |  | 2A F-LINK-STAGGERED TAG | K
2SS | 3.16 | 1 |  | 2A F-LINK-STAGGERED TAG-240V | K
2TS2 | 29.42 | 1 |  | FCS FRAME 2 DP TERMINAL COVER | J
2TS3 | 34.94 | 1 |  | FCS FRAME 2 TP TERMINAL COVER | J
2TS4 | 37.31 | 1 |  | FCS FRAME 2 FP TERMINAL COVER | J
3006LC | 1.59 | 1 |  | 6A F-LINK FERRULE CAP-ST LIGHT | K
3008LC | 1.59 | 1 |  | 8A F-LINK FERRULE CAP-ST LIGHT | K
3010LC | 1.59 | 1 |  | 10A F-LINK FER CAP-ST LIGH | K
3016LC | 1.59 | 1 |  | 16A F-LINK FER.CAP-ST LIGHT | K
3020LC | 1.59 | 1 |  | 20A F-LINK FER CAP-ST LIGHT | K
303GNC | 1626.78 | 1 |  | 315A TPN GLAS F-SW-SURFACE MT | J
304GC | 1805.03 | 1 |  | 315A TPSN GLAS F-SW-SURFACE MT | J
304R | 6.45 | 1 |  | 30A F-LINK-HOUSE SERVICE | K
304RL | 8.88 | 1 |  | 30A F-LINK HOUSE SERVICE | K
304XSNC | 289.79 | 1 |  | EXEL F-BD 32A 4W SPN-NO FUSE | J
304XTNC | 526.8 | 1 |  | EXEL F-BD 32A 4W TPN-NO FUSE | J
306XSNC | 408.15 | 1 |  | EXEL F-BD 32A 6W SPN-NO FUSE | J
306XTNC | 740.13 | 1 |  | EXEL F-BD 32A 6W TPN-NO FUSE | J
308XSNC | 428.27 | 1 |  | EXEL F-BD 32A 8W SPN-NO FUSE | J
308XTNC | 933.89 | 1 |  | EXEL F-BD 32A 8W TPN-NO FUSE | J
30AXD2 | 124.18 | 1 |  | 32A DP EXEL 2 SWD | J
30AXTN2 | 138.1 | 1 |  | 32A TPN EXEL 2 SWD | J
30KXDC2F | 161.4 | 1 |  | 32A DP EXEL 2 SWDF HRC FITTED | J
30KXSC2F | 147.33 | 1 |  | 32A SPN EXEL 2 SWDF HRC FITTED | J
30KXTNC2F | 202.46 | 1 |  | 32A TPN EXEL 2 SWDF HRC FITTED | J
30LC | 1.7 | 1 |  | 30A F-LINK-240V | K
30NLX | 12.7 | 1 |  | 30A NEUTRAL TERMINAL | J
30QLCS | 18.87 | 1 |  | MEMERA3 30A HRC CARRIER&SHIELD | G
312XSNC | 576.64 | 1 |  | EXEL F-BD 32A 12W SPN-NO FUSE | J
312XTNC | 1248.49 | 1 |  | EXEL F-BD 32A 12W TPN-NO FUSE | J
315CMFB | 268.54 | 1 |  | 315A TYPE C FUSE-TYPE B BLACK | K
315JCS82 | 46.1 | 1 |  | 315A 82MM FIXING J TYPE FUSE | K
315JCS92 | 56.82 | 1 |  | 315A 92MM FIXING J TYPE FUSE | K
315SF7 | 44.39 | 1 |  | 315A F-LINK-CENTRE TAG | K
315SF7M400 | 67.03 | 1 |  | 315M400A 111MM FIXG FUSELINK | K
315SG7 | 46.66 | 1 |  | 315A F-LINK-CENTRE TAG | K
31BBMS | 64.56 | 1 |  | MOUNTING 63-100A GLAS ON BBC | J
321MB | 101.57 | 1 |  | MEMSHIELD 32A SP TYPE B MCB | H
321MC | 101.57 | 1 |  | MEMSHIELD 32A SP TYPE C MCB | H
321MCR | 402.89 | 1 |  | MEMSHIELD32A SP TYPE C MCB-RCD | H
321MCR10 | 402.89 | 1 |  | MSHD32A SP TYPE C 10MA MCB-RCD | H
321MD | 102.07 | 1 |  | MEMSHIELD 32A SP TYPE D MCB | H
321QB | 63.96 | 1 |  | MEMERA 21 MCB 32A SINGLE POLE | G
322MB | 260.64 | 1 |  | MEMSHIELD 32A DP TYPE B MCB | H
322MC | 260.64 | 1 |  | MEMSHIELD 32A DP TYPE C MCB | H
323MB | 386.96 | 1 |  | MEMSHIELD 32A TP TYPE B MCB | H
323MC | 386.96 | 1 |  | MEMSHIELD 32A TP TYPE C MCB | H
323MD | 388.88 | 1 |  | MEMSHIELD 32A TP TYPE D MCB | H
32CFF | 8.76 | 1 |  | 32A FRONT-FRONT CLIP-IN F-UNIT | K
32CFFW | 10.53 | 1 |  | 32A FRNT-FRNT CLIP-IN F-UNIT-W | K
32LS | 3.21 | 1 |  | 32A F-LINK OFFSET TAG ST LIGHT | K
32MFA | 23.25 | 1 |  | 32A M FUSE UNIT TYPE A -BLACK | K
32MFB | 23.3 | 1 |  | 32A M FUSE UNIT B -BLACK | K
32MFD | 25.82 | 1 |  | 32A M FUSE UNIT TYPE D -BLACK | K
32MFH | 9.73 | 1 |  | 32A TYPE M HRC FUSE CARRIER | J
32SA2 | 4.74 | 1 |  | 32A F-LINK-OFFSET TAG | K
32SA2M40 | 9.03 | 1 |  | 32-40A MOTOR F-LINK-OFFSET TAG | K
32SA2M50 | 12.8 | 1 |  | 32-50A MOTOR F-LINK-OFFSET TAG | K
32SA2M63 | 13.56 | 1 |  | 32-63A MOTOR F-LINK-OFFSET TAG | K
32SB3 | 6.2 | 1 |  | 32A F-LINK-OFFSET TAG | K
32SB3M35 | 8.05 | 1 |  | 32-35A MOTOR F-LINK-OFFSET TAG | K
32SB3M40 | 8.05 | 1 |  | 32-40A MOTOR F-LINK-OFFSET TAG | K
32SB3M50 | 8.05 | 1 |  | 32-50A MOTOR F-LINK-OFFSET TAG | K
32SB3M63 | 9.06 | 1 |  | 32-63A MOTOR F-LINK-OFFSET TAG | K
32SD5 | 16.62 | 1 |  | 32A F-LINK-OFFSET TAG | K
32SE3 | 13.43 | 1 |  | 32A 97MM FXG CTR HRC FUSE | K
32SF3 | 13.43 | 1 |  | 32A 111MM FXG CTR HRC FUSE | K
32SF5 | 16.62 | 1 |  | 32A B1 REF INDUSTRIAL FUSELINK | K
32SN2 | 4.74 | 1 |  | C2A F-LINK-STAGGERED TAG | K
32SN2M40 | 9.04 | 1 |  | 32A MOTOR RATED 40A SN2 FUSE | K
32SP | 6.79 | 1 |  | 32A F-LINK-SP STAGGERED TAG | K
32SS | 3.57 | 1 |  | 32A F-LINK STAGGERED TAG 240V | K
32TS2 | 28.98 | 1 |  | FR1 DP TERMINAL COVER | J
32TS3 | 34.27 | 1 |  | FR1 TP TERMINAL COVER | J
355JCS82 | 59.19 | 1 |  | 355A 82MM FIXING J TYPE FUSE | K
355JCS92 | 62.77 | 1 |  | 355A 92MM FIXING J TYPE FUSE | K
355SF8 | 55.72 | 1 |  | 355A F-LINK-CENTRE TAG | K
355SH8 | 55.72 | 1 |  | 355A F-LINK-CENTRE TAG | K
35LCS | 3.97 | 1 |  | 35A FUSELINK FOR MEMSHIELD 2 | K
35SB4 | 9.97 | 1 |  | 35A FUSELINK - OFFSET TAG | K
3BBCL | 5.06 | 1 |  | CLAMP-100&200A BBC-70MM CABLE | J
3PCB | 155.97 | 1 |  | GLAS EXTENSION BOX | J
3SCHF | 13.75 | 1 |  | 32A FUSE CARRIER HRC FITTED | J
3TA400UK | 72.05 | 1 |  | 400A TERMINAL CLAMPS | H
3TS4 | 44.18 | 1 |  | FCS FRAME 3 FP TERMINAL COVER | J
400FSCS | 199.25 | 1 |  | BBC CONNECTION SET 400A GLAS | J
400JCS82 | 66.49 | 1 |  | 400A 82MM FIXING J TYPE FUSE | K
400JCS92 | 62.77 | 1 |  | 400A 92MM FIXING J TYPE FUSE | K
400MLK | 15.13 | 1 |  | 400A N LINK GLASGOW (MEM) | J
400SF8 | 59.1 | 1 |  | 400A F-LINK-CENTRE TAG | K
400SF8M500 | 151.48 | 1 |  | 400M500A FUSELINK CENTRE TAG | K
400SH8 | 59.1 | 1 |  | 400A F-LINK-CENTRE TAG | K
401MB | 106.59 | 1 |  | MEMSHIELD 40A SP TYPE B MCB | H
401MC | 106.59 | 1 |  | MEMSHIELD 40A SP TYPE C MCB | H
401MD | 107.11 | 1 |  | MEMSHIELD 40A SP TYPE D MCB | H
401QB | 73.95 | 1 |  | MEMERA 21 MCB 40A SINGLE POLE | G
402GCEBSP | 48.65 | 1 |  | 315-400A GLASGOW SW BASE-SPARE | J
402MB | 282.92 | 1 |  | MEMSHIELD 40A DP TYPE B MCB | H
402MC | 282.92 | 1 |  | MEMSHIELD 40A DP TYPE C MCB | H
403GNC | 1785.71 | 1 |  | 400A TPN GLAS F-SW-SURFACE | J
403GNL | 1537.76 | 1 |  | 400A TPN GLAS SW-SURFACE | J
403MB | 419.34 | 1 |  | MEMSHIELD 40A TP TYPE B MCB | H
403MC | 419.34 | 1 |  | MEMSHIELD 40A TP TYPE C MCB | H
403MD | 421.5 | 1 |  | MEMSHIELD 40A TP TYPE D MCB | H
404GC | 2015.2 | 1 |  | 400A TPSN GLAS F-SW-SURFACE | J
404R | 6.45 | 1 |  | 40A F-LINK-HOUSE SERVICE | K
405APL | 30.38 | 1 |  | SPREADER BOX ADAPT PLATE | J
406APL | 30.38 | 1 |  | SPREADER BOX ADAPT PLATE | J
407APL | 34.64 | 1 |  | SPREADER BOX ADAPT PLATE | J
40LCS | 3.97 | 1 |  | 40A FUSELINK FOR MEMSHIELD 2 | K
40SB4 | 9.97 | 1 |  | 40A F-LINK-OFFSET TAG | K
40SD5 | 16.62 | 1 |  | 40A F-LINK-OFFSET TAG | K
40SE4 | 13.43 | 1 |  | 40A 97MM FXG CTR HRC FUSE | K
40SF4 | 12.8 | 1 |  | 40A 111MM FXG CTR HRC FUSE | K
40SF5 | 16.62 | 1 |  | 40A B1 REF INDUSTRIAL FUSELINK | K
40SP | 8.18 | 1 |  | 40A F-LINK-SP STAGGERED TAG | K
41BBMS | 69.06 | 1 |  | MOUNTING 160-200A GLAS ON BBC | J
428ALCDP | 264.81 | 1 |  | ALINE8 DP ENC C-TOR 64A 240V | H
428ALCDPR | 311.94 | 1 |  | ALIN8 DP ENC C-TOR&REC 64A240V | H
428ALCFP | 231.43 | 1 |  | ALINE8 4P ENC C-TOR 40A 240V | H
428ALCFPR | 277.67 | 1 |  | ALIN8 4P ENC C-TOR&REC 40A240V | H
428ALCSPN | 286.67 | 1 |  | ALIN8 SP&N ENC C-TOR 112A 240V | H
428ALCSPNR | 334.72 | 1 |  | ALIN8 SP&N ENC C-TOR&REC 112A | H
442BBC | 677.11 | 1 |  | 400A BBC-550MM LONG-MEM | J
443BBC | 889.61 | 1 |  | 400A BBC-900MM LONG-MEM | J
444BBC | 1280.9 | 1 |  | 400A BBC-1350MM LONG-MEM | J
446BBC | 1593.87 | 1 |  | 400A BBC-1800MM LONG-MEM | J
448ALCFP | 242.67 | 1 |  | ALINE8 4P ENC C-TOR 40A 415V | H
450JCS92 | 80.18 | 1 |  | 450A 92MM FIXING J TYPE FUSE | K
450SF9 | 90.76 | 1 |  | 450A FUSELINK CENTRE TAG | K
450SH9 | 90.78 | 1 |  | 450A F-LINK-CENTRE TAG | K
450SY9 | 114.46 | 1 |  | 450A F-LINK-CENTRE TAG | K
451QB | 73.95 | 1 |  | MEMERA 21 MCB 45A SINGLE POLE | G
454R | 6.45 | 1 |  | 45A F-LINK-HOUSE SERVICE | K
45LCS | 4 | 1 |  | 45A F-LINK-240V | K
4812004VCOA | 48.51 | 1 |  | A-LINE8 C-TOR 12A 380-415V | H
4818VCO | 49.83 | 1 |  | ADS8 OPEN C-TOR 9KW 380-415V | H
4818VCOSD | 49.83 | 1 |  | ADS8 SD C-TOR 9KW 380-415V | H
4825004VCOA | 62.71 | 1 |  | A-LINE8 C-TOR 25A 380-415V | H
4825VCO | 58.73 | 1 |  | ADS8 OPEN C-TOR 11KW 380-415V | H
4825VCOSD | 58.73 | 1 |  | ADS8 SD C-TOR 11KW 380-415V | H
4832VCO | 108.02 | 1 |  | ADS8 OPEN C-TOR 15KW 380-415V | H
4832VCOSD | 108.02 | 1 |  | ADS8 SD C-TOR 15KW 380-415V | H
4850VCO | 137.64 | 1 |  | ADS8 OPEN MAIN CT 25KW380-415V | H
4850VCOSD | 137.64 | 1 |  | ADS8 OPEN SD CT 25KW 380-415V | H
48ADS1X | 65.64 | 1 |  | ADS8 9KW DOL 415V ENCL C-TOR | H
48ADS2X | 84.08 | 1 |  | ADS8 11KW DOL 415V ENCL C-TOR | H
48ADS3X | 168.08 | 1 |  | ADS8 25KW DOL 415V ENCL C-TOR | H
48ADSA1X | 201.49 | 1 |  | 9KW 415V ENC C-TOR ISOLATOR | H
48ADSA2X | 226.27 | 1 |  | 11KW 415V ENC C-TOR ISOLATOR | H
48ADSA3X | 278.14 | 1 |  | 25KW 415V ENCLOSED C-TOR | H
48ADSM1X | 65.72 | 1 |  | MOULDED BX ENC C-TOR7.5KW-415V | H
48ARD1X | 173.97 | 1 |  | ADS8 ENC C-T REVERSER 9KW 415V | H
48ARD2X | 194.24 | 1 |  | ADS8 ENC C-T REVERSER 11KW415V | H
48SDA2X18 | 342.54 | 1 |  | ADS8 ENC C-T S-DELTA 15KW 415V | H
48SDA3X25 | 342.54 | 1 |  | ADS8 ENC C-T S-DELTA 22KW 415V | H
48SDA3X32 | 598.82 | 1 |  | ADS8 ENC C-T S-DELTA 25KW 415V | H
4BBCL | 4.97 | 1 |  | CLAMP-400-800A BBC-25MM CABLE | J
4FC3 | 49.13 | 1 |  | FCS FRAME 4 TP FUSE COVER | J
4LS | 3.21 | 1 |  | 4A F-LINK-OFFSET TAG-ST-LIGHT | K
4PCB | 174.24 | 1 |  | GLAS EXTENSION BOX | J
4SA2 | 3.31 | 1 |  | 4A F-LINK-OFFSET TAG | K
4SB3 | 5.26 | 1 |  | 4A F-LINK-OFFSET TAG | K
4SE3 | 12.51 | 1 |  | 4A 97MM FXG CTR HRC FUSE | K
4SF3 | 12.51 | 1 |  | 4A 111MM FXG CTR HRC FUSE | K
4SN2 | 3.32 | 1 |  | 4A F-LINK-STAGGERED TAG | K
4SS | 3.16 | 1 |  | 4A F-LINK-STAGGERED TAG-240V | K
4TS3 | 46.81 | 1 |  | FCS FRAME 4 TP TERMINAL COVER | J
4TS4 | 51.47 | 1 |  | FCS FRAME 4 FP TERMINAL COVER | J
500JCS92 | 83.79 | 1 |  | 500A 92MM FIXING J TYPE FUSE | K
500SF9 | 96.84 | 1 |  | 500A FUSELINK CENTRE TAG | K
500SH9 | 92.15 | 1 |  | 500A F-LINK-CENTRE TAG | K
500SY9 | 128.81 | 1 |  | 500A F-LINK-CENTRE TAG | K
501MB | 106.59 | 1 |  | MEMSHIELD 50A SP TYPE B MCB | H
501MC | 106.59 | 1 |  | MEMSHIELD 50A SP TYPE C MCB | H
502MB | 287.94 | 1 |  | MEMSHIELD 50A DP TYPE B MCB | H
502MC | 287.94 | 1 |  | MEMSHIELD 50A DP TYPE C MCB | H
503GNC | 3385.49 | 1 |  | 500A TPN GLAS F-SW-SURFACE MT | J
503MB | 419.34 | 1 |  | MEMSHIELD 50A TP TYPE B MCB | H
503MC | 419.34 | 1 |  | MEMSHIELD 50A TP TYPE C MCB | H
504R | 6.45 | 1 |  | 50A F-LINK-HOUSE SERVICE | K
505APL | 30.38 | 1 |  | SPREADER BOX ADAPT PLATE | J
506APL | 30.38 | 1 |  | SPREADER BOX ADAPT PLATE | J
507APL | 36.11 | 1 |  | SPREADER BOX ADAPT PLATE | J
509APL | 38.03 | 1 |  | SPREADER BOX ADAPT PLATE | J
50CSB | 160.45 | 1 |  | GLAS SPREADER BOX-STRAIGHT | J
50CSBA | 162.66 | 1 |  | GLAS SPREADER BOX-ANGLED | J
50SB4 | 10.48 | 1 |  | 50A F-LINK-OFFSET TAG | K
50SD5 | 16.62 | 1 |  | 50A F-LINK-OFFSET TAG | K
50SE4 | 13.62 | 1 |  | 50A 97MM FXG CTR HRC FUSE | K
50SF4 | 13.62 | 1 |  | 50A 111MM FXG CTR HRC FUSE | K
50SF5 | 16.62 | 1 |  | 50A B1 REF INDUSTRIAL FUSELINK | K
50SP | 8.76 | 1 |  | 50A F-LINK-SP STAGGERED TAG | K
51BBMS | 75.93 | 1 |  | MOUNTING 315-400A GLAS ON BBC | J
51QB | 73.95 | 1 |  | MEMERA 21 MCB 5A SINGLE POLE | G
560JCS92 | 93.21 | 1 |  | 560A 92MM FIXING J TYPE FUSE | K
560SF9 | 100.87 | 1 |  | 560A FUSELINK CENTRE TAG | K
560SH9 | 96.01 | 1 |  | 560A F-LINK-CENTRE TAG | K
5BBCL | 6.15 | 1 |  | CLAMP-400-800A BBC-70MM CABLE | J
5LC | 1.15 | 1 |  | 5A F-LINK-240V | K
5PCB | 254.23 | 1 |  | GLAS EXTENSION BOX | J
600MEB | 182.99 | 1 |  | 600A MAINS EARTH BAR | J
602XTNC | 806.4 | 1 |  | EXEL F-BD 63A 2W TPN-NO FUSE | J
603GNC | 3478.47 | 1 |  | 630A TPN GLAS F-SW-SURFACE | J
603GNL | 3122.35 | 1 |  | 630A TPN GLAS SW-SURFACE | J
604GC | 3898.76 | 1 |  | 630A TPSN GLAS F-SW-SURFACE | J
604R | 13.73 | 1 |  | 60A F-LINK-HOUSE SERVICE | K
604RL | 8.88 | 1 |  | 60A HOUSE SERVICE FUSE | K
604XTNC | 1170.71 | 1 |  | EXEL F-BD 63A 4W TPN-NO FUSE | J
606XTNC | 1436.05 | 1 |  | EXEL F-BD 63A 6W TPN-NO FUSE | J
608XTNC | 1684.21 | 1 |  | EXEL F-BD 63A 8W TPN-NO FUSE | J
60AXD2 | 175.63 | 1 |  | 63A DP EXEL 2 SWD | J
60AXTN2 | 223.61 | 1 |  | 63A TPN EXEL 2 SWD | J
60CSB | 143.29 | 1 |  | GLAS SPREADER BOX-STRAIGHT | J
60CSBA | 149.87 | 1 |  | GLAS SPREADER BOX-ANGLED | J
60KXDC2F | 270.76 | 1 |  | 63A DP EXEL 2 SWDF HRC FITTED | J
60KXSC2F | 220.27 | 1 |  | 63A SPN EXEL 2 SWDF HRC FITTED | J
60KXTNC2F | 347.7 | 1 |  | 63A TPN EXEL 2 SWDF HRC FITTED | J
60NLX | 28.58 | 1 |  | 60A NEUTRAL TERMINAL | J
61BBMS | 89.18 | 1 |  | MOUNTING 630-800A GLAS ON BBC | J
61GNC | 337.26 | 1 |  | 63A SPN GLAS F-SW SURFACE | J
61MB | 106.59 | 1 |  | MEMSHIELD 6A SP TYPE B MCB | H
61MC | 106.59 | 1 |  | MEMSHIELD 6A SP TYPE C MCB | H
61MCR | 405.81 | 1 |  | MEMSHIELD 6A SP TYPE C MCB-RCD | H
61MCR10 | 405.81 | 1 |  | MSHD 6A SP TYPE C 10MA MCB-RCD | H
61MD | 107.11 | 1 |  | MEMSHIELD 6A SP TYPE D MCB | H
62MB | 282.92 | 1 |  | MEMSHIELD 6A DP TYPE B MCB | H
62MC | 282.92 | 1 |  | MEMSHIELD 6A DP TYPE C MCB | H
630JCS92 | 93.21 | 1 |  | 630A 92MM FIXING J TYPE FUSE | K
630MLK | 43.78 | 1 |  | 630A N LINK GLASGOW (MEM) | J
630SF9 | 101.32 | 1 |  | 630A FUSELINK CENTRE TAG | K
630SH9 | 106.49 | 1 |  | 630A F-LINK-CENTRE TAG | K
630SY9 | 153.13 | 1 |  | 630A F-LINK CENTRE TAG | K
631MB | 95.08 | 1 |  | MEMSHIELD 63A SP TYPE B MCB | H
631MC | 95.08 | 1 |  | MEMSHIELD 63A SP TYPE C MCB | H
632MB | 253.41 | 1 |  | MEMSHIELD 63A DP TYPE B MCB | H
632MC | 253.41 | 1 |  | MEMSHIELD 63A DP TYPE C MCB | H
633MB | 375.69 | 1 |  | MEMSHIELD 63A TP TYPE B MCB | H
633MC | 375.69 | 1 |  | MEMSHIELD 63A TP TYPE C MCB | H
637APL | 41.23 | 1 |  | SPREADER BOX ADAPT PLATE | J
639APL | 43.78 | 1 |  | SPREADER BOX ADAPT PLATE | J
63CFF | 15.48 | 1 |  | 63A FRONT-FRONT CLIP-IN F-UNIT | K
63CFFW | 18.56 | 1 |  | 63A FRNT-FRNT CLIP-IN F-UNIT-W | K
63CMFB | 16.08 | 1 |  | 63A TYPE C FUSE-TYPE B BLACK | K
63GNC | 426.81 | 1 |  | 63A TPN GLAS F-SW SURFACE | J
63GNL | 416.32 | 1 |  | 63A TPN GLAS SW SURFACE | J
63JCS82 | 33.75 | 1 |  | 63A 82MM FIXING J TYPE FUSE | K
63JCS92 | 53.72 | 1 |  | 63A 92MM FIXING J TYPE FUSE | K
63MB | 375.69 | 1 |  | MEMSHIELD 6A TP TYPE B MCB | H
63MC | 375.69 | 1 |  | MEMSHIELD 6A TP TYPE C MCB | H
63MD | 377.48 | 1 |  | MEMSHIELD 6A TP TYPE D MCB | H
63MFA | 31.51 | 1 |  | 63A M FUSE UNIT TYPE A -BLACK | K
63MFB | 28.21 | 1 |  | 63A TYPE M FUSE-TYPE B-EB | K
63MFC | 35.62 | 1 |  | 63A M FUSE UNIT TYPE C -BLACK | K
63MFD | 36.26 | 1 |  | 63A M FUSE UNIT TYPE D -BLACK | K
63MFH | 10.24 | 1 |  | 63A TYPE M HRC FUSE CARRIER | J
63MLK | 4.15 | 1 |  | 63A N LINK GLASGOW (MEM) | J
63SB4 | 10.24 | 1 |  | 63A F-LINK-OFFSET TAG | K
63SB4M100 | 16.55 | 1 |  | 63-100A MOTOR F-LNK-OFFSET TAG | K
63SB4M80 | 15.89 | 1 |  | 63-80A MOTOR F-LINK-OFFSET TAG | K
63SD5 | 16.62 | 1 |  | 63A F-LINK-OFFSET TAG | K
63SE4 | 14.69 | 1 |  | 63A 97MM FXG CTR HRC FUSE | K
63SE4M100 | 17.62 | 1 |  | 63-100A MOTOR F-LNK-CENTRE TAG | K
63SE4M80 | 16.74 | 1 |  | 63-80A MOTOR F-LINK-CENTRE TAG | K
63SF4 | 14.69 | 1 |  | 63A 111MM FXG CTR HRC FUSE | K
63SF4M100 | 17.62 | 1 |  | 63-100A MOTOR F-LK-CENTRE TAG | K
63SF4M80 | 16.74 | 1 |  | 63-80A MOTORF-LINK-CENTRE TAG | K
63SF5 | 16.62 | 1 |  | 63A B1 REF INDUSTRIAL FUSELINK | K
63SP | 9.96 | 1 |  | 63A F-LINK-SP STAGGERED TAG | K
643BBC | 1371.48 | 1 |  | 630A BBC-900MM LONG-MEM | J
644BBC | 2024.6 | 1 |  | 630A BBC-1350MM LONG-MEM | J
646BBC | 2364.68 | 1 |  | 630A BBC-1800MM LONG-MEM | J
64GC | 489.28 | 1 |  | 63A TPSN GLAS F-SW-SURFACE MT | J
6BBCL | 8.44 | 1 |  | CLAMP-100-800A BBC-120MM CABLE | J
6LS | 3.21 | 1 |  | 6A F-LINK-OFFSET TAG-ST LIGHT | K
6PCB | 371.8 | 1 |  | GLAS EXTENSION BOX | J
6SA2 | 3.31 | 1 |  | 6A F-LINK-OFFSET TAG | K
6SB3 | 5.26 | 1 |  | 6A F-LINK-OFFSET TAG | K
6SCHF | 23.2 | 1 |  | 63A FUSE CARRIER HRC FITTED | J
6SE3 | 12.51 | 1 |  | 6A 97MM FXG CTR HRC FUSE | K
6SF3 | 12.51 | 1 |  | 6A 111MM FXG CTR HRC FUSE | K
6SN2 | 3.32 | 1 |  | 6A F-LINK-STAGGERED TAG | K
6SS | 3.16 | 1 |  | 6A F-LINK-STAGGERED TAG-240V | K
70CSB | 409.42 | 1 |  | GLAS SPREADER BOX-STRAIGHT | J
70CSBA | 372.13 | 1 |  | GLAS SPREADER BOX-ANGLED | J
710SH10 | 198.88 | 1 |  | 710A F-LINK-CENTRE TAG | K
710SY10 | 226.84 | 1 |  | 700A F-LINK CENTRE TAG | K
757APL | 45.61 | 1 |  | SPREADER BOX ADAPT PLATE | J
759APL | 47.2 | 1 |  | SPREADER BOX ADAPT PLATE | J
800FSCS | 409.93 | 1 |  | BBC CONNECT N SET630-400A GLAS | J
800KMF | 83.94 | 1 |  | 80A DP SWITCH FUSE | G
800KMFNF | 74.57 | 1 |  | 80A DP SWITCHFUSE WITH OUT FUS | G
800MLK | 78.86 | 1 |  | 800A N LINK GLASGOW (MEM) | J
800SH10 | 233.9 | 1 |  | 800A F-LINK-CENTRE TAG | K
800SY10 | 254.43 | 1 |  | 800A F-LINK CENTRE TAG | K
802GCC | 333.21 | 1 |  | 500-800A GLAS PARALLEL CABLES | J
803GNC | 3899.65 | 1 |  | 800A TPN GLAS F-SW-SURFACE | J
803GNL | 3723.96 | 1 |  | 800A TPN GLAS SW-SURFACE | J
804GC | 4793.11 | 1 |  | 800A TPSN GLAS F-SW-SURFACE | J
804R | 14.79 | 1 |  | 80A F-LINK-HOUSE SERVICE | K
804RL | 8.88 | 1 |  | 80A HOUSE SERVICE FUSE | K
80JCS82 | 33.75 | 1 |  | 80A 82MM FIXING J TYPE FUSE | K
80JCS92 | 53.72 | 1 |  | 80A 92MM FIXING J TYPE FUSE | K
80SD5 | 15.66 | 1 |  | 80A F-LINK-OFFSET TAG | K
80SF5 | 16.47 | 1 |  | 80A F-LINK-CENTRE TAG | K
80SO | 11.55 | 1 |  | 80A F-LINK OFFSET TAG (SIZE 4) | K
81BBL | 211.83 | 1 |  | 630-800A BBC EXT SET | J
82BBSK | 41.03 | 1 |  | 300-400A SOCKET-BBC | J
843BBC | 2319.75 | 1 |  | 800A BBC-900MM LONG-MEM | J
844BBC | 3247.7 | 1 |  | 800A BBC-1350MM LONG-MEM | J
846BBC | 4010.45 | 1 |  | 800A BBC-1800MM LONG-MEM | J
8TA1DN11 | 19.3 | 1 |  | ADS8 AUX CONTACT BLOCK FRONT | H
8TA2DS2 | 55.56 | 1 |  | PNEUMATIC TIMER (0-30SEC) ADS8 | H
8TA8DN11 | 23.18 | 1 |  | ADS8 AUX CONTACT BLOCK SIDE | H
8TT103 | 70.53 | 1 |  | ADS8 25KW O-L RELAY 38-50A | H
8TT104 | 66.52 | 1 |  | ADS8 25KW O-L RELAY 18-25A | H
8TT104SD | 66.52 | 1 |  | ADS8 SD O-L RELAY 31-43A | H
8TT87 | 39.48 | 1 |  | ADS8 7.5KW O-L RELAY 0.63-1.0A | H
8TT88 | 39.48 | 1 |  | ADS8 7.5KW O-L RELAY 1.0-1.6A | H
8TT89 | 39.48 | 1 |  | ADS8 7.5KW O-L RELAY 1.6-2.5A | H
8TT90 | 39.48 | 1 |  | ADS8 7.5KW O-L RELAY 2.5-4.0A | H
8TT90SD | 39.48 | 1 |  | ADS8 SD O-L RELAY 4.3-6.9A | H
8TT91 | 39.35 | 1 |  | ADS8 7.5KW O-L RELAY 4.0-6.0A | H
8TT91SD | 39.48 | 1 |  | ADS8 SD O-L RELAY 6.9-10.4A | H
8TT92 | 44.78 | 1 |  | ADS8 7.5KW O-L RELAY 7.0-10.0A | H
8TT92SD | 45.16 | 1 |  | ADS8 SD O-L RELAY 12.1-17.3A | H
8TT93 | 45.16 | 1 |  | ADS8 7.5KW O-L RELAY 10-13A | H
8TT93SD | 45.16 | 1 |  | ADS8 SD O-L RELAY 17.3-22.5 | H
8TT94 | 45.16 | 1 |  | ADS8 7.5KW O-L RELAY 13-18A | H
8TT94SD | 45.16 | 1 |  | ADS8 SD O-L RELAY 22.5-31.0A | H
8TT96 | 73 | 1 |  | ADS8 15KW O-L RELAY 23-32A | H
8TT96SD | 73.01 | 1 |  | ADS8 SD O-L RELAY 40-55A | H
8TT98 | 56.89 | 1 |  | ADS8 7.5KW O-L RELAY 5.5-8.0 | H
8TT98SD | 56.89 | 1 |  | ADS8 SD O-L RELAY 9.5-13.8 | H
90CSB | 539.83 | 1 |  | GLAS SPREADER BOX-STRAIGHT | J
90CSBA | 599.3 | 1 |  | GLAS SPREADER BOX-ANGLED | J
9LD | 7.84 | 1 |  | 20-100A EXEL FBD DOOR LOCKING | J
A1510LC | 3.62 | 10 | 4.26 | 15A HRC FUSE LINK 10A SIZE | G
A15LC | 1.68 | 1 |  | 15A LC TYPE C-FUSE | G
A20LC | 1.68 | 1 |  | 20A LC TYPE C-FUSE | G
A30LC | 1.68 | 1 |  | 30A LC TYPE C-FUSE | G
A35LC | 6.6 | 1 |  | 35A LC TYPE C-FUSE | G
A5LC | 1.36 | 10 | 1.6 | 5A LC TYPE C-FUSE | G
A9900HP | 3.81 | 1 |  | DIMMER KNOB HIGH POLISH | D
A9900PB | 3.81 | 1 |  | DIMMER KNOB BRASS | D
A9900SS | 3.81 | 1 |  | DIMMER KNOB STEEL | D
ADC10 | 7.37 | 1 |  | COUPLING KIT 2X10 MODULE UNIT | G
ADC14 | 8.11 | 1 |  | COUPLING KIT 2X14 MODULE UNIT | G
ADC18 | 8.84 | 1 |  | COUPLING KIT 2X18 MODULE UNIT | G
ADC6 | 6.62 | 1 |  | COUPLING KIT 2X6 MODULE UNIT | G
ADC8 | 6.62 | 1 |  | COUPLING KIT 2X8 MODULE UNIT | G
ADCSL | 7.37 | 1 |  | FLEXIBLE INTERCONNECTION LINKS | G
ADLHRCDKIT | 7.96 | 1 |  | AD LH RCD ADAPTOR KIT | G
ADRHRCDKIT | 7.96 | 1 |  | AD RH RCD ADAPTOR KIT | G
ADSWKIT | 4.32 | 1 |  | AD ISOLATOR ADAPTOR KIT | G
AN2 | 4.12 | 1 |  | P2000 2 MODULE ENCLOSURE | G
AN25 | 8.83 | 1 |  | M2000 ISOLATOR ENCLOSURE | G
AN2EBD | 21.01 | 1 |  | P2000 MODIFIED ENC & ISOLATOR | G
AN4EBLS | 18.11 | 1 |  | 4 MOD ENCL.2PT CV+LOCK SEC CV | G
ASALMSN | 32.66 | 1 |  | Eaton MCB Alarm Contact 2Co | H
ASAUXSN | 32.66 | 1 |  | Eaton MCB Aux Contact 1Co | H
ASLTT1001 | 12.79 | 1 |  | 100A SP DIRECT CONNECTION | H
ASPDL | 5.11 | 1 |  | UNIVERSAL DEVICE LOCKOUT ATTACHMENT | G
ASPDL27 | 21.59 | 1 |  | LOCKOUT ATTACHMENT 27mm MCB | G
ASSNTSN110 | 49.05 | 1 |  | Eaton MCB Shunt Trip Release 12 -110Vac | H
ASSNTSN415 | 46.38 | 1 |  | Eaton MCB Shunt Trip Release 110-415Vac | H
ASUVRSC230 | 83.04 | 1 |  | Eaton MCB Under Voltage Release 230 V | H
B015HP | 11.22 | 10 | 13.19 | 10A 1G SWITCH PUSH - HIGHLY POLISHED | C
B015SS | 11.22 | 10 | 13.19 | 10A 1G SWITCH PUSH - STAINLESS STEEL | C
B017HP | 16.39 | 10 | 19.25 | 10A INTERMEDIATE SWITCH - HIGHLY POLISHED | C
B017SS | 15.9 | 10 | 18.69 | 10A INTERMEDIATE SWITCH - STAINLESS STEEL | C
B021HP | 7.29 | 10 | 8.57 | 10A 1G 2W SWITCH - HIGHLY POLISHED | C
B021SS | 7.29 | 10 | 8.57 | 10A 1G 2W SWITCH - STAINLESS STEEL | C
B022HP | 10.27 | 10 | 12.06 | 10A 2G 2W SWITCH - HIGHLY POLISHED | C
B022SS | 10.27 | 10 | 12.06 | 10A 2G 2W SWITCH - STAINLESS STEEL | C
B023HP | 17.8 | 10 | 20.92 | 10A 3G 2W SWITCH - HIGHLY POLISHED | C
B023SS | 17.8 | 10 | 20.92 | 10A 3G 2W SWITCH - STAINLESS STEEL | C
B048HP | 17.15 | 10 | 20.15 | 10A 3 POLE FAN ISOLATOR - HIGHLY POLISHED | C
B048SS | 17.15 | 10 | 20.15 | 10A 3 POLE FAN ISOLATOR - STAINLESS STEEL | C
B111SS | 9.66 | 10 | 11.35 | 13A 1G SOCKET - STAINLESS STEEL | C
B112SS | 18.43 | 5 | 21.67 | 13A 2G SOCKET - STAINLESS STEEL | C
B220NSS | 18.08 | 10 | 21.24 | 13A CONNECTION UNIT + NEON - STAINLESS STEEL | C
B220SS | 12.97 | 10 | 15.24 | 13A CONNECTION UNIT - STAINLESS STEEL | C
B221HP | 13.1 | 10 | 15.39 | 13A SWITCHED CONNECTION UNIT - HIGHLY POLISHED | C
B221NHP | 18.08 | 10 | 21.24 | 13A SWITCHED FUSED CONNECTION UNIT + NEON - HIGHLY POLISHED | C
B221NSS | 18.08 | 10 | 21.24 | 13A SWITCHED FUSED CONNECTION UNIT + NEON - STAINLESS STEEL | C
B221SS | 13.1 | 10 | 15.39 | 13A SWITCHED CONNECTION UNIT - STAINLESS STEEL | C
B305SS | 12.9 | 10 | 15.16 | 5A 1G SOCKET - STAINLESS STEEL | C
B351SS | 15.13 | 10 | 17.78 | 1G TV CO-AXIAL OUTLET - STAINLESS STEEL | C
B354SS | 30.48 | 10 | 35.81 | 2G TV/FM DIPLEX CO-AXIAL - STAINLESS STEEL | C
B355SS | 15.96 | 10 | 18.76 | 1G SATELLITE OUTLET - STAINLESS STEEL | C
B356SS | 18.68 | 10 | 21.94 | 2G TV/SAT CO-AXIAL - STAINLESS STEEL | C
B360SS | 14.62 | 10 | 17.17 | 1G TELEPHONE OUTLET MASTER - STAINLESS STEEL | C
B361SS | 14.48 | 10 | 17.01 | 1G TELEPHONE SECONDARY - STAINLESS STEEL | C
B370SS | 50.55 | 1 |  | SHAVER SOCKET 230V / 110V AC - STAINLESS STEEL | C
B391SS | 5.99 | 10 | 7.04 | 1G BLANK PLATE - STAINLESS STEEL | C
B392SS | 10.65 | 5 | 12.51 | 2G BLANK PLATE - STAINLESS STEEL | C
B401NSS | 15.42 | 10 | 18.12 | 20A DP SWITCH + NEON - STAINLESS STEEL | C
B401SS | 14.63 | 10 | 17.19 | 20A DP SWITCH - STAINLESS STEEL | C
B403NSS | 19.15 | 10 | 22.49 | 20A DP SWITCH + NEON MARKED 'WATER HEATER' | C
B404NSS | 19.62 | 10 | 23.06 | 20A DP SWITCH + NEON MARKED 'AIR CONDITIONER' | C
B415SS | 20.13 | 10 | 23.64 | 15A 1G SP SWITCHED SOCKET - STAINLESS STEEL | C
B421NSS | 22.47 | 5 | 26.4 | 50A DP SWITCH + NEON - STAINLESS STEEL (1G PLATE SIZE) | C
B422NSS | 22.43 | 10 | 26.35 | 50A DP SWITCH + NEON - STAINLESS STEEL (2G PLATE SIZE) | C
B425NSS | 38.46 | 5 | 45.18 | 45A DP COOKER CONTROL UNIT + NEON - STAINLESS STEEL | C
B426NSS | 23.12 | 10 | 27.16 | 50A DP SWITCH + NEON 'COOKER' - STAINLESS STEEL | C
B621HP | 10.07 | 10 | 11.83 | 13A 1G DP SWITCHED SOCKET 2 E TERMINALS - HIGHLY POLISHED | C
B621NHP | 15.38 | 10 | 18.07 | 13A 1G DP SWITCHED SOCKET 2 E TERMINALS + NEON - HIGHLY POLISHED | C
B621NSS | 15.38 | 10 | 18.07 | 13A 1G DP SWITCHED SOCKET 2 E TERMINALS + NEON - STAINLESS STEEL | C
B621RRSS | 12.44 | 10 | 14.62 | 13A 1G DP SWITCHED SOCKET 2 E TERMINALS + RED ROCKERS - STAINLESS STEEL | C
B621SS | 10.07 | 10 | 11.83 | 13A 1G DP SWITCHED SOCKET 2 E TERMINALS - STAINLESS STEEL | C
B622HP | 15.36 | 5 | 18.06 | 13A 2G DP SWITCHED SOCKET 2 E TERMINALS - HIGHLY POLISHED | C
B622NHP | 27.11 | 5 | 31.84 | 13A 2G DP SWITCHED SOCKET 2 E TERMINALS + NEON - HIGHLY POLISHED | C
B622NSS | 26.31 | 5 | 30.91 | 13A 2G DP SWITCHED SOCKET 2 E TERMINALS + NEON - STAINLESS STEEL | C
B622RRSS | 20.63 | 5 | 24.24 | 13A 2G DP SWITCHED SOCKET 2 E TERMINALS + RED ROCKERS - STAINLESS STEEL | C
B622SS | 15.36 | 5 | 18.06 | 13A 2G DP SWITCHED SOCKET 2 E TERMINALS - STAINLESS STEEL | C
B632SS | 19.4 | 5 | 22.79 | 13A 2G DP SWITCHED SOCKET 2 E TERMINALS OUTBOARD ROCKERS - STAINLESS STEEL | C
B651SS | 14.58 | 10 | 17.14 | 13A 1G DP SWITCHED SOCKET 2 E TERMINALS NON STANDARD - STAINLESS STEEL | C
B652SS | 25.94 | 5 | 30.49 | 13A 2G DP SWITCHED SOCKET 2 E TERMINALS OUTBOARD ROCKERS - STAINLESS STEEL | C
B901HP | 6.1 | 10 | 7.16 | 1 MODULE COVER PLATE - HIGHLY POLISHED | C
B901SS | 6.1 | 10 | 7.16 | 1 MODULE COVER PLATE - STAINLESS STEEL | C
B902HP | 6.1 | 10 | 7.16 | 2 MODULE COVER PLATE - HIGHLY POLISHED | C
B902SS | 6.1 | 10 | 7.16 | 2 MODULE COVER PLATE - STAINLESS STEEL | C
B903HP | 9.63 | 5 | 11.3 | 3 MODULE COVER PLATE - HIGHLY POLISHED | C
B903SS | 9.63 | 5 | 11.3 | 3 MODULE COVER PLATE - STAINLESS STEEL | C
B904HP | 9.63 | 5 | 11.3 | 4 MODULE COVER PLATE - HIGHLY POLISHED | C
B904SS | 9.63 | 5 | 11.3 | 4 MODULE COVER PLATE - STAINLESS STEEL | C
B906HP | 16.69 | 1 |  | 6 MODULE COVER PLATE (2 BANKS) - HIGHLY POLISHED | C
B906SS | 16.69 | 1 |  | 6 MODULE COVER PLATE (2 BANKS) - STAINLESS STEEL | C
B908HP | 16.69 | 1 |  | 8 MODULE COVER PLATE (2 BANKS) - HIGHLY POLISHED | C
B908SS | 16.69 | 1 |  | 8 MODULE COVER PLATE (2 BANKS) - STAINLESS STEEL | C
B912SS | 20.93 | 1 |  | 12 MODULE COVER PLATE (3 BANKS) - STAINLESS STEEL | C
B918SS | 42.57 | 1 |  | 18 MODULE COVER PLATE (3 BANKS) - STAINLESS STEEL | C
B924SS | 50.83 | 1 |  | 24 MODULE COVER PLATE (4 BANKS) - STAINLESS STEEL | C
C011 | 1.4 | 10 | 1.64 | 10A 1G 1W SW | C
C011B | 1.46 | 10 | 1.71 | 10A 1G 1W SW BLK | C
C011WH | 2.06 | 10 | 2.42 | 10A 1G 1W SWITCH | C
C012 | 2.7 | 10 | 3.17 | 10A 2G 1W SWITCH | C
C012B | 2.83 | 10 | 3.32 | 10A 2G 1W SWITCH BLK | C
C012WH | 3.35 | 10 | 3.93 | 10A 2G 1W SWITCH | C
C013 | 4.3 | 10 | 5.05 | 10A 3G 1W SW | C
C013B | 4.52 | 10 | 5.31 | 10A 3G 1W SW BLK | C
C013WH | 4.96 | 10 | 5.82 | 10A 3G 1W SWITCH | C
C014 | 9.75 | 5 | 11.45 | 10A 4G 1W SW | C
C014B | 10.24 | 5 | 12.03 | 10A 4G 1W SW | C
C014WH | 10.6 | 5 | 12.45 | 10A 4G 1W SWITCH | C
C015 | 3.67 | 10 | 4.31 | 10A 1G SW PUSH | C
C015B | 3.85 | 10 | 4.53 | 10A 1G SW PUSH BLK | C
C015LWH | 4.47 | 10 | 5.26 | 10A 1G SW PUSH LIGHT | C
C015WH | 4.47 | 10 | 5.26 | 10A 1G SW PUSH | C
C017 | 5.04 | 10 | 5.92 | 10A INT SW | C
C017B | 5.29 | 10 | 6.22 | 10A INT SW BLK | C
C017WH | 5.69 | 10 | 6.69 | 10A INT SWITCH | C
C021 | 1.66 | 10 | 1.94 | 10A 1G 2W SW | C
C021B | 1.71 | 10 | 2.01 | 10A 1G 2W SW BLK | C
C021WH | 2.32 | 10 | 2.73 | 10A 1G 2W SWITCH | C
C022 | 2.35 | 10 | 2.76 | 10A 2G 2W SW | C
C022B | 2.45 | 10 | 2.88 | 10A 2G 2W SW BLK | C
C022WH | 2.94 | 10 | 3.46 | 10A 2G 2W SWITCH | C
C023 | 4.31 | 10 | 5.07 | 10A 3G 2W SW | C
C023B | 4.53 | 10 | 5.32 | 10A 3G 2W SW BLK | C
C023WH | 4.97 | 10 | 5.84 | 10A 3G 2W SW | C
C024 | 9.75 | 5 | 11.45 | 10A 4G 2W SW | C
C024B | 10.24 | 5 | 12.03 | 10A 4G 2W SW BLK | C
C024WH | 10.6 | 5 | 12.45 | 10A 4G 2W SWITCH | C
C026 | 18.15 | 5 | 21.32 | 10A 6G 2W SW | C
C026B | 19.06 | 5 | 22.39 | 10A 6G 2W SW BLK | C
C026WH | 19.02 | 5 | 22.34 | 10A 6G 2W SWITCH | C
C032 | 4.37 | 5 | 5.14 | 10A 2G 2W H BRDSW | C
C032B | 4.58 | 5 | 5.38 | 10A 2G 2W H BRDSW BLK | C
C032WH | 5.03 | 5 | 5.9 | 10A 2G 2W H BRDSW | C
C041 | 3.78 | 5 | 4.45 | 10A 1G 2W BRD SW COPA INT | C
C041B | 3.98 | 5 | 4.68 | 10A 1G 2W BRD SW COPA INT BLK | C
C041WH | 4.45 | 5 | 5.23 | 10A 1G 2W BRDSW | C
C045 | 4.84 | 5 | 5.69 | 10A 1G 1W BRDSW PUSH | C
C045B | 5.07 | 5 | 5.96 | 10A 1G 1W BRDSW PUSH BLK | C
C045WH | 5.51 | 5 | 6.47 | 10A 1G 1W BRDSW PUSH | C
C047 | 7.74 | 10 | 9.1 | 10A INT BRDSW | C
C047B | 8.13 | 10 | 9.56 | 10A INT BROAD SW BLK | C
C047WH | 8.41 | 10 | 9.88 | 10A INT BRDSW | C
C048 | 5.8 | 10 | 6.81 | 10A 3POLE BRDFAN ISO | C
C048B | 6.1 | 10 | 7.16 | 10A 3POLE BRDFAN ISO BLK | C
C048WH | 6.59 | 10 | 7.74 | 10A 3POLE BRDFAN ISO | C
C049WH | 6.59 | 10 | 7.74 | 10A 3POLE BRD ISOLATOR | C
C111A | 4.53 | 1 |  | 13A 1G SKT | C
C111BA | 4.74 | 1 |  | 13A 1G SKT BLK | C
C111WHA | 5.18 | 1 |  | 13A 1G SKT COPA WITH COVER | C
C112 | 5.8 | 5 | 6.81 | 13A 2G SOCKET - WHITE INTERIOR | C
C112B | 6.08 | 5 | 7.15 | 13A 2G SOCKET BLACK | C
C112WH | 6.6 | 5 | 7.75 | 13A 2G SOCKET COPA WITH COVER | C
C212 | 0.99 | 1 |  | Cable outlet adaptor plate for FCU & 20A sw | C
C220 | 5.81 | 10 | 6.82 | 13A CONNECTION UNIT - WHITE INTERIOR | C
C220B | 6.11 | 10 | 7.18 | 13A CONNECTION UNIT INTERIOR - BLACK INTERIOR | C
C220N | 9.41 | 10 | 11.05 | 13A CONNECTION UNIT INTERIOR + NEON - WHITE INTERIOR | C
C220NB | 9.88 | 10 | 11.6 | 13A CONNECTION UNIT INTERIOR + NEON - BLACK INTERIOR | C
C220NWH | 10.06 | 10 | 11.82 | 13A CONNECTION UNIT + NEON | C
C220WH | 6.47 | 10 | 7.61 | 13A CONNECTION UNIT | C
C221 | 5.59 | 10 | 6.57 | 13A SWITCHED CONNECTION UNIT - WHITE INTERIOR | C
C221B | 5.88 | 10 | 6.9 | 13A SWITCHED CONNECTION UNIT - BLACK INTERIOR | C
C221N | 7.26 | 10 | 8.52 | 13A SWITCHED CONNECTION UNIT + NEON | C
C221NB | 7.65 | 10 | 8.98 | 13A SWITCHED CONNECTION UNIT + NEON - BLACK INTERIOR | C
C221NWH | 7.91 | 10 | 9.29 | 13A SWITCHED CONNECTION UNIT + NEON | C
C221WH | 6.24 | 10 | 7.34 | 13A SWITCHED CONNECTION UNIT | C
C305 | 4.38 | 10 | 5.15 | 5A 1G SOCKET | C
C305B | 4.6 | 10 | 5.41 | 5A 1G SOCKET BLK | C
C305WH | 5.06 | 10 | 5.95 | 5A 1G SOCKET | C
C351 | 3.98 | 10 | 4.68 | 1G TV CO-AX OUTLET | C
C351B | 4.16 | 10 | 4.89 | 1G TV CO-AX OUTLET BLK | C
C351WH | 4.62 | 10 | 5.43 | 1G TV CO-AX OUTLET | C
C352 | 8.35 | 10 | 9.81 | 2G TV CO-AX OUTLET | C
C352B | 8.75 | 10 | 10.28 | 2G TV CO-AX OUTLET BLK | C
C352WH | 9 | 10 | 10.58 | 2G TV CO-AX OUTLET | C
C353 | 9.41 | 10 | 11.05 | 1G TV FM ISO CO-AX OUTLET | C
C353B | 9.88 | 10 | 11.6 | 1G TV FM ISO CO-AX OUTLET BLK | C
C353WH | 10.06 | 10 | 11.82 | 1G TV FM ISO CO-AX OUTLET | C
C354 | 11.85 | 10 | 13.92 | 2G TV FM DIPLEX CO-AX OUTLET | C
C354B | 12.44 | 10 | 14.62 | 2G TV FM DIPLEX CO-AX OUTLET B | C
C354WH | 12.5 | 10 | 14.69 | 2G TV FM DIPLEX CO-AX OUTLET | C
C355 | 6.51 | 10 | 7.65 | 1G SAT OUTLET | C
C355B | 6.83 | 10 | 8.03 | 1G SAT OUTLET BLK | C
C355WH | 7.16 | 10 | 8.42 | 1G SAT OUTLET | C
C356 | 9.88 | 10 | 11.6 | 2G TV SAT OUTLET | C
C356B | 10.36 | 10 | 12.18 | 2G TV SAT OUTLET BLK | C
C356WH | 10.52 | 10 | 12.36 | 2G TV SAT OUTLET | C
C359 | 17.69 | 10 | 20.78 | 1G TV RAD SAT RET OUTLET | C
C359B | 18.57 | 10 | 21.83 | 1G TV RAD SAT RET OUTLET BLK | C
C359WH | 18.48 | 10 | 21.71 | 1G TV RAD SAT RET OUTLET COVER | C
C360 | 5.95 | 5 | 6.98 | 1G TEL OUTLET MASTER | C
C360B | 6.23 | 10 | 7.33 | 1G TEL OUTLET MASTER BLK | C
C360WH | 6.59 | 10 | 7.74 | 1G TEL OUTLET MASTER | C
C361 | 3.32 | 5 | 3.91 | 1G TEL OUT SECONDARY | C
C361B | 3.5 | 10 | 4.11 | 1G TEL OUT SECONDARY BLK | C
C361WH | 3.98 | 10 | 4.68 | 1G TEL OUT SECONDARY | C
C362 | 4.83 | 5 | 5.68 | 1G AMERICAN TEL OUTLET | C
C362B | 5.06 | 10 | 5.95 | 1G AMERICAN TEL OUTLET BLK | C
C362WH | 5.49 | 10 | 6.44 | 1G AMERICAN TEL OUTLET | C
C363 | 6.23 | 5 | 7.33 | 1G RJ45 CAT 6 OUTLET COPA INTERIOR | C
C363B | 6.53 | 5 | 7.67 | 1G RJ45 CAT 6 OUTLET COPA INTERIOR BLACK | C
C363WH | 6.89 | 5 | 8.1 | 1G RJ45 CAT 6 OUTLET COPA WITH COVER WHITE | C
C370 | 23.7 | 1 |  | SHAVER DUAL V 240 110AC UNIT | C
C370B | 25.67 | 1 |  | SHVR DUAL V 240 110AC UNIT BLK | C
C370WH | 24.58 | 1 |  | SHAVER DUAL V 240 110AC UNIT | C
C391 | 1.38 | 10 | 1.62 | 1G BLANK PLATE | C
C391WH | 2.05 | 10 | 2.4 | 1G BLANK PLATE | C
C392 | 2.7 | 5 | 3.17 | 2G BLANK PLATE | C
C392WH | 3.54 | 5 | 4.16 | 2G BLANK PLATE | C
C401 | 4.04 | 10 | 4.74 | 20A DP SWITCH - WHITE INTERIOR | C
C401B | 4.22 | 10 | 4.96 | 20A DP SWITCH - BLACK INTERIOR | C
C401N | 6.7 | 10 | 7.88 | 20A DP SWITCH+ NEON - WHITE INTERIOR | C
C401NB | 7.05 | 10 | 8.28 | 20A DP SWITCH+ NEON - BLACK INTERIOR | C
C401NWH | 7.36 | 10 | 8.65 | 20A DP SWITCH + NEON | C
C401WH | 4.69 | 10 | 5.51 | 20A DP SWITCH | C
C403NWH | 9.23 | 10 | 10.86 | 20A DP SWITCH + NEON WHITE | C
C403WH | 6.57 | 10 | 7.72 | 20A DP SWITCH WHITE | C
C415 | 7.79 | 1 |  | 15A 1G SP SW SOCKET | C
C415B | 8.17 | 1 |  | 15A 1G SP SW SOCKET BLK | C
C415WH | 8.48 | 1 |  | 15A 1G SP SW SKT | C
C421N | 10.86 | 5 | 12.75 | 50A DP SWITCH + NEON | C
C421NB | 11.4 | 5 | 13.39 | 50A DP SWITCH + NEON - BLACK INTERIOR | C
C421NWH | 11.76 | 5 | 13.82 | 50A DP SWITCH+ NEON | C
C422N | 8.3 | 10 | 9.75 | 50A DP SWITCH + NEON 1G - WHITE INTERIOR | C
C422NB | 8.73 | 10 | 10.26 | 50A DP SWITCH + NEON 1G - BLACK INTERIOR | C
C422NWH | 9 | 10 | 10.58 | 50A 1G DP SWITCH + NEON | C
C423NWH | 12.55 | 5 | 14.74 | 50A DP SWITCH + NEON MARKED 'COOKER' | C
C424NWH | 12.55 | 5 | 14.74 | 50A DP SWITCH + NEON MARKED 'AIR CONDITIONER' | C
C425 | 10.97 | 5 | 12.89 | 45A DP COOKER CONTROL UNIT - WHITE INTERIOR | C
C425B | 11.51 | 5 | 13.52 | 45A DP COOKER CONTROL UNIT - BLACK INTERIOR | C
C425N | 15.76 | 5 | 18.52 | 45A DP COOKER CONTROL UNIT + NEON | C
C425NB | 16.51 | 5 | 19.4 | 45A DP COOKER CONTROL UNIT + NEON - BLACK INTERIOR | C
C425NWH | 16.64 | 5 | 19.55 | 45A DP COOKER CONTROL + NEON | C
C425WH | 11.89 | 5 | 13.97 | 45A DP COOKER CONTROL UNIT | C
C426NWH | 9.33 | 5 | 10.96 | 45A DP SWITCH + NEON MARKED 'COOKER' | C
C461 | 2.75 | 1 |  | 16A 2 PIN UNIVERSAL SOCKET | C
C461B | 2.9 | 1 |  | 16A 2 PIN UNIVERSAL SOCKET - BLACK INTERIOR | C
C461WH | 3.45 | 1 |  | 16A 2 PIN UNIVERSAL SOCKET | C
C621 | 3.28 | 10 | 3.85 | 13A 1G DP SW SKT COPA INTERIOR | C
C621B | 3.43 | 10 | 4.03 | 13A 1G DP SW SKT COPA INTERIOR BLACK | C
C621N | 7.82 | 10 | 9.19 | 13A 1G DP SW SKT NEON COPA INTERIOR | C
C621NB | 8.19 | 10 | 9.63 | 13A 1G DP SW SKT NEON COPA INTERIOR BLACK | C
C621NWH | 8.49 | 10 | 9.97 | 13A 1G DP SW SKT NEON COPA WITH COVER WHITE | C
C621WH | 3.94 | 10 | 4.63 | 13A 1G DP SW SKT COPA WITH COVER WHITE | C
C622 | 4.59 | 5 | 5.39 | 13A 2G DP SW SKT COPA INTERIOR | C
C622B | 4.83 | 5 | 5.68 | 13A 2G DP SW SKT COPA INTERIOR BLACK | C
C622N | 13.28 | 5 | 15.61 | 13A 2G DP SW SKT NEON COPA INTERIOR | C
C622NB | 13.95 | 5 | 16.39 | 13A 2G DP SW SKT NEON COPA INTERIOR BLACK | C
C622NWH | 14.13 | 5 | 16.61 | 13A 2G DP SW SKT NEON COPA WITH COVER WHITE | C
C622WH | 5.46 | 5 | 6.42 | 13A 2G DP SW SKT COPA WITH COVER WHITE | C
C632 | 6.52 | 5 | 7.66 | 13A 2G DP SWITCHED SOCKET 2 E TERMINALS OUTBOARD ROCKERS INTERIOR - WHITE INTERIOR | C
C632B | 6.85 | 5 | 8.05 | 13A 2G DP SWITCHED SOCKET 2 E TERMINALS OUTBOARD ROCKERS - BLACK INTERIOR | C
C632WH | 7.38 | 5 | 8.67 | 13A 2G DP SWITCHED SOCKET 2 E TERMINALS OUTBOARD ROCKERS | C
C651 | 7.6 | 10 | 8.94 | 13A 1G DP SWITCHED SOCKET 2 E TERMINALS NON STANDARD - WHITE INTERIOR | C
C651B | 7.98 | 10 | 9.37 | 13A 1G DP SWITCHED SOCKET 2 E TERMINALS NON STANDARD - BLACK INTERIOR | C
C651WH | 7.51 | 10 | 8.82 | 13A 1G DP SWITCHED SOCKET 2 E TERMINALS NON STANDARD | C
C652 | 13.41 | 5 | 15.76 | 13A 2G DP SWITCHED SOCKET 2 E TERMINALS NON STANDARD - WHITE INTERIOR | C
C652B | 14.08 | 5 | 16.54 | 13A 2G DP SWITCHED SOCKET 2 E TERMINALS NON STANDARD - BLACK INTERIOR | C
C652WH | 14.24 | 5 | 16.73 | 13A 2G DP SWITCHED SOCKET 2 E TERMINALS NON STANDARD | C
C901 | 1.85 | 10 | 2.17 | 1 MODULE | C
C901B | 1.85 | 10 | 2.17 | 1 MODULE - BLACK | C
C901WH | 1.85 | 10 | 2.17 | 1 MODULE | C
C902 | 1.85 | 10 | 2.17 | 2 MODULE | C
C902B | 1.85 | 10 | 2.17 | 2 MODULE - BLACK | C
C902WH | 1.85 | 10 | 2.17 | 2 MODULE | C
C903 | 2.47 | 5 | 2.91 | 3 MODULE | C
C903B | 2.47 | 5 | 2.91 | 3 MODULE - BLACK | C
C903WH | 2.47 | 5 | 2.91 | 3 MODULE | C
C904 | 2.47 | 5 | 2.91 | 4 MODULE | C
C904B | 2.47 | 5 | 2.91 | 4 MODULE - BLACK | C
C904WH | 2.47 | 5 | 2.91 | 4 MODULE | C
C906 | 3.83 | 1 |  | 6 MODULE INTERIOR WITH FRAME (2 BANKS) - WHITE | C
C906B | 4.01 | 1 |  | 6 MODULE INTERIOR WITH FRAME (2 BANKS) - BLACK | C
C908 | 3.83 | 1 |  | 8 MODULE INTERIOR WITH FRAME (2 BANKS) - WHITE | C
C908B | 4.01 | 1 |  | 8 MODULE INTERIOR WITH FRAME (2 BANKS) - BLACK | C
C9111 | 94.48 | 1 |  | 1000W 1G 2W PUSH TUNGSTEN - WHITE INTERIOR | C
C9111WH | 95.92 | 1 |  | 1000W UNIVERSAL DIMMER 2 GANG SIZE | C
C912 | 6.69 | 1 |  | 12 MODULE INTERIOR WITH FRAME (3 BANKS) - WHITE | C
C912B | 7.04 | 1 |  | 12 MODULE INTERIOR WITH FRAME (3 BANKS) - BLACK | C
C9131 | 9.95 | 1 |  | 250W 1G 2W PUSH TUNGSTEN | C
C9131WH | 10.59 | 1 |  | 250W 1G 2W PUSH TUNGSTEN | C
C9132 | 17.74 | 1 |  | 250W 2G 2W PUSH TUNGSTEN | C
C9132WH | 18.4 | 1 |  | 250W 2G 2W PUSH TUNGSTEN | C
C9141 | 13.03 | 1 |  | 400W 1G 2W PUSH TUNGSTEN COPA | C
C9141WH | 13.67 | 1 |  | 400W 1G 2W PUSH TUNGSTEN COPA | C
C918 | 12.91 | 1 |  | 18 MODULE INTERIOR WITH FRAME (3 BANKS) | C
C918B | 13.56 | 1 |  | 18 MODULE INTERIOR WITH FRAME (3 BANKS) - BLACK | C
C924 | 18.89 | 1 |  | 24 MODULE INTERIOR WITH FRAME (4 BANKS) | C
C924B | 19.84 | 1 |  | 24 MODULE INTERIOR WITH FRAME (4 BANKS) - BLACK | C
CAAE-01/01 | 96.7 | 1 |  | RF ANALOGUE ACTUATOR-0-10-VDC | G
CAAE-01/02 | 96.7 | 1 |  | RF ANALOGUE ACTUATOR-1-10-VDC | G
CAEE-02/01 | 105.48 | 1 |  | RF ANALOGUE INPUT 2-CHANNEL | G
CBEU-02/01 | 91.16 | 1 |  | RF BINARY INPUT 2X230VAC | G
CBEU-02/02 | 104.19 | 1 |  | RF BINARY INPUT 2 CONTACT-BATTERY | G
CBMA-02/01 | 141.67 | 1 |  | RF PIR MOTION DETECTOR | G
CBTZ-00/01 | 2.22 | 1 |  | BATTERY TYPE1-3V/CR2430 | G
CCIA-02/01 | 462.43 | 1 |  | ETHERNET COMMS LAN INTERFACE | G
CCIA-03/01 | 462.32 | 1 |  | ETHERNET COMMS LAN INTERFACE POE | G
CDAE-01/01 | 84.46 | 1 |  | RF DIMMING ACTUATOR ENCLOSED 500W | G
CDAE-01/02 | 92.08 | 1 |  | RF DIMMING ACTUATOR ENCLOSED 250W | G
CDAE-01/03 | 96.19 | 1 |  | RF DIMMING ACTUATOR ENCLOSED 250W | G
CDAP-01/13 | 70.38 | 1 |  | RF PLUG-IN DIMMING ADAPTER | G
CDAU-01/02 | 54.54 | 1 |  | RF DIMMING ACTUATOR 250W | G
CEMU-01/02 | 124.66 | 1 |  | ENERGY MEASURING SENSOR | G
CEMU-01/03 | 166.18 | 1 |  | ENERGY MONITOR WITH SENSOR | G
CHMU-00/02 | 1535.7 | 1 |  | HOME-MANAGER | G
CHSZ-02/02 | 92.17 | 1 |  | REMOTE CONTROL 2 CHANNEL (MINI) | G
CHSZ-12/03 | 121.54 | 1 |  | REMOTE CONTROL 12 CHANNEL | G
CHVZ-01/01 | 46.31 | 1 |  | MAINS PWR RADIATOR VALVE ACTUATOR | G
CHVZ-01/03 | 134.61 | 1 |  | RF RADIATOR VALVE ACTUATOR | G
CKOZ-00/03 | 122.05 | 1 |  | RF COMMUNICATION INTERFACE | G
CM011HP | 4.6 | 10 | 5.41 | 10A 1G 1W SW COPA PLATE HP | C
CM011PB | 4.6 | 10 | 5.41 | PB CVR FOR C011 C017 C021 C461 | C
CM011SB | 4.6 | 10 | 5.41 | SB CVR FOR C011 C017 C021 C461 | C
CM011SS | 4.6 | 10 | 5.41 | SS CVR FOR C011 C017 C021 C461 | C
CM012HP | 4.6 | 10 | 5.41 | 10A 2G 1W SW COPA PLATE HP | C
CM012PB | 4.6 | 10 | 5.41 | PB COVER FOR C012 C022 | C
CM012SB | 4.6 | 10 | 5.41 | SB COVER FOR C012 C022 | C
CM012SS | 4.6 | 10 | 5.41 | SS COVER FOR C012 C022 | C
CM013HP | 4.6 | 10 | 5.41 | HP CV FOR C013/23 C032 C041/47 | C
CM013PB | 4.6 | 10 | 5.41 | PB CV FOR C013/23 C032 C041/47 | C
CM013SB | 4.6 | 10 | 5.41 | SB CV FOR C013/23 C032 C041/47 | C
CM013SS | 4.6 | 10 | 5.41 | SS CV FOR C013/23 C032 C041/47 | C
CM014HP | 5.14 | 5 | 6.04 | HP COVER FOR C014 C024 | C
CM014PB | 5.14 | 5 | 6.04 | PB COVER FOR C014 C024 | C
CM014SB | 5.14 | 5 | 6.04 | SB COVER FOR C014 C024 | C
CM014SS | 5.14 | 5 | 6.04 | SS COVER FOR C014 C024 | C
CM015HP | 4.76 | 10 | 5.59 | HP COVER FOR C015 BELL SYMBOL | C
CM015LHP | 4.76 | 10 | 5.59 | HP COVER FOR C015 LIGHT SYMBOL | C
CM015LPB | 4.76 | 10 | 5.59 | PB COVER FOR C015 LIGHT SYMBOL | C
CM015LSS | 4.76 | 10 | 5.59 | SS COVER FOR C015 LIGHT SYMBOL | C
CM015PB | 4.76 | 10 | 5.59 | PB COVER FOR C015 BELL SYMBOL | C
CM015SB | 4.76 | 10 | 5.59 | SB COVER FOR C015 BELL SYMBOL | C
CM015SS | 4.76 | 10 | 5.59 | SS COVER FOR C015 BELL SYMBOL | C
CM026HP | 5.14 | 5 | 6.04 | HP COVER FOR C026 | C
CM026PB | 5.14 | 5 | 6.04 | PB COVER FOR C026 | C
CM026SB | 5.14 | 5 | 6.04 | SB COVER FOR C026 | C
CM026SS | 5.14 | 5 | 6.04 | SS COVER FOR C026 | C
CM045HP | 4.6 | 10 | 5.41 | HP COVER FOR C045 BELL SYMBOL | C
CM045PB | 4.6 | 10 | 5.41 | PB COVER FOR C045 BELL SYMBOL | C
CM045SB | 4.6 | 10 | 5.41 | SB COVER FOR C045 BELL SYMBOL | C
CM045SS | 4.6 | 10 | 5.41 | SS COVER FOR C045 BELL SYMBOL | C
CM048HP | 4.76 | 10 | 5.59 | HP COVER FOR C048 FAN ISOLATOR | C
CM048PB | 4.76 | 10 | 5.59 | PB COVER FOR C048 FAN ISOLATOR | C
CM048SB | 4.76 | 10 | 5.59 | SB COVER FOR C048 FAN ISOLATOR | C
CM048SS | 4.76 | 10 | 5.59 | SS COVER FOR C048 FAN ISOLATOR | C
CM049HP | 4.76 | 10 | 5.59 | HP COVER FOR C049 ISOLATOR | C
CM049PB | 4.76 | 10 | 5.59 | PB COVER FOR C049 ISOLATOR | C
CM049SB | 4.76 | 10 | 5.59 | SB COVER FOR C049 ISOLATOR | C
CM049SS | 4.76 | 10 | 5.59 | SS COVER FOR C049 ISOLATOR | C
CM111HPA | 4.55 | 1 |  | HP COVER FOR C111A | C
CM111PBA | 4.55 | 1 |  | PB COVER FOR C111A | C
CM111SBA | 4.55 | 1 |  | SB COVER FOR C111A | C
CM111SSA | 4.55 | 1 |  | SS COVER FOR C111A | C
CM112HP | 5.14 | 5 | 6.04 | HP COVER FOR C112 | C
CM112PB | 5.14 | 5 | 6.04 | PB COVER FOR C112 | C
CM112SB | 5.14 | 5 | 6.04 | SB COVER FOR C112 | C
CM112SS | 5.14 | 5 | 6.04 | SS COVER FOR C112 | C
CM220HP | 4.6 | 10 | 5.41 | HP COVER FOR C220 | C
CM220NHP | 4.6 | 10 | 5.41 | HP COVER FOR C220N | C
CM220NPB | 4.6 | 10 | 5.41 | PB COVER FOR C220N | C
CM220NSB | 4.6 | 10 | 5.41 | SB COVER FOR C220N | C
CM220NSS | 4.6 | 10 | 5.41 | SS COVER FOR C220N | C
CM220PB | 4.6 | 10 | 5.41 | PB COVER FOR C220 | C
CM220SB | 4.6 | 10 | 5.41 | SB COVER FOR C220 | C
CM220SS | 4.6 | 10 | 5.41 | SS COVER FOR C220 | C
CM221HP | 4.6 | 10 | 5.41 | HP COVER FOR C221 | C
CM221NHP | 4.6 | 10 | 5.41 | HP COVER FOR C221N | C
CM221NPB | 4.6 | 10 | 5.41 | PB COVER FOR C221N | C
CM221NSB | 4.6 | 10 | 5.41 | SB COVER FOR C221N | C
CM221NSS | 4.6 | 10 | 5.41 | SS COVER FOR C221N | C
CM221PB | 4.6 | 10 | 5.41 | PB COVER FOR C221 | C
CM221SB | 4.6 | 10 | 5.41 | SB COVER FOR C221 | C
CM221SS | 4.6 | 10 | 5.41 | SS COVER FOR C221 | C
CM305HP | 4.6 | 10 | 5.41 | HP COVER FOR C305 | C
CM305PB | 4.6 | 10 | 5.41 | PB COVER FOR C305 | C
CM305SB | 4.6 | 10 | 5.41 | SB COVER FOR C305 | C
CM305SS | 4.6 | 10 | 5.41 | SS COVER FOR C305 | C
CM351HP | 4.6 | 10 | 5.41 | HP CV C351/3/5 ALL 1G DIMMERS | C
CM351PB | 4.6 | 10 | 5.41 | PB CV C351/3/5 ALL 1G DIMMERS | C
CM351SB | 4.6 | 10 | 5.41 | SB CV C351/3/5 ALL 1G DIMMERS | C
CM351SS | 4.6 | 10 | 5.41 | SS CV C351/3/5 ALL 1G DIMMERS | C
CM352HP | 4.6 | 10 | 5.41 | HP COVER FOR C352 C354 C356 | C
CM352PB | 4.6 | 10 | 5.41 | PB COVER FOR C352 C354 C356 | C
CM352SB | 4.6 | 10 | 5.41 | SB COVER FOR C352 C354 C356 | C
CM352SS | 4.6 | 10 | 5.41 | SS COVER FOR C352 C354 C356 | C
CM359HP | 4.76 | 10 | 5.59 | HP COVER FOR C359 | C
CM359PB | 4.76 | 10 | 5.59 | PB COVER FOR C359 | C
CM359SB | 4.76 | 10 | 5.59 | SB COVER FOR C359 | C
CM359SS | 4.76 | 10 | 5.59 | SS COVER FOR C359 | C
CM360HP | 4.6 | 10 | 5.41 | HP COVER FOR C360 C361 C362 C363 | C
CM360PB | 4.6 | 10 | 5.41 | PB COVER FOR C360 C361 C362 C363 | C
CM360SB | 4.6 | 10 | 5.41 | SB COVER FOR C360 C361 C362 C363 | C
CM360SS | 4.6 | 10 | 5.41 | SS COVER FOR C360 C361 C362 C363 | C
CM370HP | 5.14 | 5 | 6.04 | HP COVER FOR C370 | C
CM370PB | 5.14 | 5 | 6.04 | PB COVER FOR C370 | C
CM370SB | 5.14 | 5 | 6.04 | SB COVER FOR C370 | C
CM370SS | 5.14 | 5 | 6.04 | SS COVER FOR C370 | C
CM391HP | 4.6 | 10 | 5.41 | HP COVER FOR C391 | C
CM391PB | 4.6 | 10 | 5.41 | PB COVER FOR C391 | C
CM391SB | 4.6 | 10 | 5.41 | SB COVER FOR C391 | C
CM391SS | 4.6 | 10 | 5.41 | SS COVER FOR C391 | C
CM392HP | 5.14 | 5 | 6.04 | HP COVER FOR C392 | C
CM392PB | 5.14 | 5 | 6.04 | PB COVER FOR C392 | C
CM392SB | 5.14 | 5 | 6.04 | SB COVER FOR C392 | C
CM392SS | 5.14 | 5 | 6.04 | SS COVER FOR C392 | C
CM401HP | 4.6 | 10 | 5.41 | HP COVER FOR C401 | C
CM401NHP | 4.6 | 10 | 5.41 | HP COVER FOR C401N | C
CM401NPB | 4.6 | 10 | 5.41 | PB COVER FOR C401N | C
CM401NSB | 4.6 | 10 | 5.41 | SB COVER FOR C401N | C
CM401NSS | 4.6 | 10 | 5.41 | SS COVER FOR C401N | C
CM401PB | 4.6 | 10 | 5.41 | PB COVER FOR C401 | C
CM401SB | 4.6 | 10 | 5.41 | SB COVER FOR C401 | C
CM401SS | 4.6 | 10 | 5.41 | SS COVER FOR C401 | C
CM403HP | 5.44 | 10 | 6.39 | HP COVER FOR C401 'WATER HEATER' | C
CM403NHP | 5.44 | 10 | 6.39 | HP COVER FOR C401N 'WATER HEATER' | C
CM403NPB | 5.44 | 10 | 6.39 | PB COVER FOR C401N 'WATER HEATER' | C
CM403NSB | 5.44 | 10 | 6.39 | SB COVER FOR C401N 'WATER HEATER' | C
CM403NSS | 5.44 | 10 | 6.39 | SS COVER FOR C401N 'WATER HEATER' | C
CM403SB | 5.44 | 10 | 6.39 | SB COVER FOR C401 'WATER HEATER' | C
CM403SS | 5.44 | 10 | 6.39 | SS COVER FOR C401 'WATER HEATER' | C
CM415HP | 4.6 | 10 | 5.41 | HP COVER FOR C415 | C
CM415PB | 4.6 | 10 | 5.41 | PB COVER FOR C415 | C
CM415SB | 4.6 | 10 | 5.41 | SB COVER FOR C415 | C
CM415SS | 4.6 | 10 | 5.41 | SS COVER FOR C415 | C
CM421NHP | 5.14 | 5 | 6.04 | HP COVER FOR C421N | C
CM421NPB | 5.14 | 5 | 6.04 | PB COVER FOR C421N | C
CM421NSB | 5.14 | 5 | 6.04 | SB COVER FOR C421N | C
CM421NSS | 5.14 | 5 | 6.04 | SS COVER FOR C421N | C
CM422NHP | 4.6 | 10 | 5.41 | HP COVER FOR C422N | C
CM422NPB | 4.6 | 10 | 5.41 | PB COVER FOR C422N | C
CM422NSB | 4.6 | 10 | 5.41 | SB COVER FOR C422N | C
CM422NSS | 4.6 | 10 | 5.41 | SS COVER FOR C422N | C
CM423NHP | 6.33 | 5 | 7.43 | HP COVER FOR C421N 'COOKER' | C
CM423NPB | 6.33 | 5 | 7.43 | PB COVER FOR C421N COOKER | C
CM423NSB | 6.33 | 5 | 7.43 | SB COVER FOR C421N 'COOKER' | C
CM423NSS | 6.33 | 5 | 7.43 | SS COVER FOR C421N 'COOKER' | C
CM424NHP | 6.33 | 5 | 7.43 | HP COVER C421N 'AIR CONDITIONER' | C
CM424NPB | 6.33 | 5 | 7.43 | PB COVER C421N 'AIR CONDITIONER' | C
CM424NSB | 6.33 | 5 | 7.43 | SB COVER C421N 'AIR CONDITIONER' | C
CM424NSS | 6.33 | 5 | 7.43 | SS COVER C421N 'AIR CONDITIONER' | C
CM425HP | 5.14 | 5 | 6.04 | HP COVER FOR C425 | C
CM425NHP | 5.14 | 5 | 6.04 | HP COVER FOR C425N | C
CM425NPB | 5.14 | 5 | 6.04 | PB COVER FOR C425N | C
CM425NSB | 5.14 | 5 | 6.04 | SB COVER FOR C425N | C
CM425NSS | 5.14 | 5 | 6.04 | SS COVER FOR C425N | C
CM425PB | 5.14 | 5 | 6.04 | PB COVER FOR C425 | C
CM425SB | 5.14 | 5 | 6.04 | SB COVER FOR C425 | C
CM425SS | 5.14 | 5 | 6.04 | SS COVER FOR C425 | C
CM621HP | 4.55 | 10 | 5.35 | HP COVER FOR C621 | C
CM621NHP | 4.55 | 10 | 5.35 | HP COVER FOR C621N | C
CM621NPB | 4.55 | 10 | 5.35 | PB COVER FOR C621N | C
CM621NSB | 4.55 | 10 | 5.35 | SB COVER FOR C621N | C
CM621NSS | 4.55 | 10 | 5.35 | HP COVER FOR C621N | C
CM621PB | 4.55 | 10 | 5.35 | PB COVER FOR C621 | C
CM621SB | 4.55 | 10 | 5.35 | SB COVER FOR C621 | C
CM621SS | 4.55 | 10 | 5.35 | SS COVER FOR C621 | C
CM622HP | 5.09 | 5 | 5.99 | HP COVER FOR C622 | C
CM622NHP | 5.09 | 5 | 5.99 | HP COVER FOR C622N | C
CM622NPB | 5.09 | 5 | 5.99 | PB COVER FOR C622N | C
CM622NSB | 5.09 | 5 | 5.99 | SB COVER FOR C622N | C
CM622NSS | 5.09 | 5 | 5.99 | HP COVER FOR C622N | C
CM622PB | 5.09 | 5 | 5.99 | PB COVER FOR C622 | C
CM622SB | 5.09 | 5 | 5.99 | SB COVER FOR C622 | C
CM622SS | 5.09 | 5 | 5.99 | SS COVER FOR C622 | C
CM632HP | 5.14 | 5 | 6.04 | HP COVER FOR C632, C652 | C
CM632PB | 5.14 | 5 | 6.04 | PB COVER FOR C632, C652 | C
CM632SB | 5.14 | 5 | 6.04 | SB COVER FOR C632, C652 | C
CM632SS | 5.14 | 5 | 6.04 | SS COVER FOR C632, C652 | C
CM901HP | 4.6 | 10 | 5.41 | 1 MODULE - HIGHLY POLISHED | C
CM901PB | 4.6 | 10 | 5.41 | 1 MODULE - POLISHED BRASS | C
CM901SB | 4.6 | 10 | 5.41 | 1 MODULE - SATIN BRONZE | C
CM901SS | 4.6 | 10 | 5.41 | 1 MODULE - STAINLESS STEEL | C
CM902HP | 4.6 | 10 | 5.41 | 2 MODULE - HIGHLY POLISHED | C
CM902PB | 4.6 | 10 | 5.41 | 2 MODULE - POLISHED BRASS | C
CM902SB | 4.6 | 10 | 5.41 | 2 MODULE - SATIN BRONZE | C
CM902SS | 4.6 | 10 | 5.41 | 2 MODULE - STAINLESS STEEL | C
CM903HP | 5.14 | 5 | 6.04 | 3 MODULE - HIGHLY POLISHED | C
CM903PB | 5.14 | 5 | 6.04 | 3 MODULE - POLISHED BRASS | C
CM903SB | 5.14 | 5 | 6.04 | 3 MODULE - SATIN BRONZE | C
CM903SS | 5.14 | 5 | 6.04 | 3 MODULE - STAINLESS STEEL | C
CM904HP | 5.14 | 5 | 6.04 | 4 MODULE - HIGHLY POLISHED | C
CM904PB | 5.14 | 5 | 6.04 | 4 MODULE - POLISHED BRASS | C
CM904SB | 5.14 | 5 | 6.04 | 4 MODULE - SATIN BRONZE | C
CM904SS | 5.14 | 5 | 6.04 | 4 MODULE - STAINLESS STEEL | C
CM906HP | 17.51 | 1 |  | 6 MODULE COVER PLATE (2 BANKS) - HIGHLY POLISHED | C
CM906PB | 17.51 | 1 |  | 6 MODULE COVER PLATE (2 BANKS) - POLISHED BRASS | C
CM906SB | 17.51 | 1 |  | 6 MODULE COVER PLATE (2 BANKS) - SATIN BRONZE | C
CM906SS | 17.51 | 1 |  | 6 MODULE COVER PLATE (2 BANKS) - STAINLESS STEEL | C
CM908HP | 17.51 | 1 |  | 8 MODULE COVER PLATE (2 BANKS) - HIGHLY POLISHED | C
CM908PB | 17.51 | 1 |  | 8 MODULE COVER PLATE (2 BANKS) - POLISHED BRASS | C
CM908SB | 17.51 | 1 |  | 8 MODULE COVER PLATE (2 BANKS) - SATIN BRONZE | C
CM908SS | 17.51 | 1 |  | 8 MODULE COVER PLATE (2 BANKS) - STAINLESS STEEL | C
CM9111HP | 5.14 | 1 |  | HP COVER FOR C9111 | C
CM9111PB | 5.14 | 1 |  | PB COVER FOR C9111 | C
CM9111SB | 5.14 | 1 |  | SB COVER FOR C9111 | C
CM9111SS | 5.14 | 1 |  | SS COVER FOR C9111 | C
CM912HP | 21.62 | 1 |  | 12 MODULE COVER PLATE (3 BANKS) - HIGHLY POLISHED | C
CM912PB | 21.62 | 1 |  | 12 MODULE COVER PLATE (3 BANKS) - POLISHED BRASS | C
CM912SB | 21.62 | 1 |  | 12 MODULE COVER PLATE (3 BANKS) - SATIN BRONZE | C
CM912SS | 21.62 | 1 |  | 12 MODULE COVER PLATE (3 BANKS) - STAINLESS STEEL | C
CM9132HP | 4.6 | 10 | 5.41 | HP COVER FOR C9132 C9552 | C
CM9132PB | 4.6 | 10 | 5.41 | PB COVER FOR C9132 C9552 | C
CM9132SB | 4.6 | 10 | 5.41 | SB COVER FOR C9132 C9552 | C
CM9132SS | 4.6 | 10 | 5.41 | SS COVER FOR C9132 C9552 | C
CM918HP | 43.23 | 1 |  | 18 MODULE COVER PLATE (3 BANKS) - HIGHLY POLISHED | C
CM918SB | 43.23 | 1 |  | 18 MODULE COVER PLATE (3 BANKS) - SATIN BRONZE | C
CM918SS | 43.23 | 1 |  | 18 MODULE COVER PLATE (3 BANKS) - STAINLESS STEEL | C
CM924HP | 54.34 | 1 |  | 24 MODULE COVER PLATE (4 BANKS) - HIGHLY POLISHED | C
CM924SB | 54.34 | 1 |  | 24 MODULE COVER PLATE (4 BANKS) - SATIN BRONZE | C
CM924SS | 54.34 | 1 |  | 24 MODULE COVER PLATE (4 BANKS) - STAINLESS STEEL | C
CMMZ-00/08 | 49.93 | 1 |  | POWER ADAPTER-FOR-MOTION-DETECTOR | G
CMMZ-00/09 | 7.2 | 1 |  | MOUNTING SET-FOR-MOTION-DETECTOR | G
CMMZ-00/15 | 23.45 | 1 |  | POWER ADAPTOR 12V ECI & RS232 | G
CMMZ-00/36 | 24.61 | 1 |  | RF RAD VALVE ADAPTOR SET | G
CP011BL | 3.06 | 10 | 3.6 | BL CVR FOR C011 C017 C021 C461 | C
CP011BM | 3.06 | 10 | 3.6 | BK CVR FOR C011 C017 C021 C461 | C
CP011GL | 3.06 | 10 | 3.6 | GL CVR FOR C011 C017 C021 C461 | C
CP011GY | 1.39 | 10 | 1.63 | GY CVR FOR C011 C017 C021 C461 | C
CP011SV | 3.06 | 10 | 3.6 | SV CVR FOR C011 C017 C021 C461 | C
CP011WH | 0.69 | 10 | 0.82 | WH CVR FOR C011 C017 C021 C461 | C
CP012BL | 3.06 | 10 | 3.6 | BLUE COVER FOR C012 C022 | C
CP012BM | 3.06 | 10 | 3.6 | BLACK COVER FOR C012 C022 | C
CP012GL | 3.06 | 10 | 3.6 | GOLD COVER FOR C012 C022 | C
CP012GY | 1.39 | 10 | 1.63 | GREY COVER FOR C012 C022 | C
CP012SV | 3.06 | 10 | 3.6 | SILVER COVER FOR C012 C022 | C
CP012WH | 0.69 | 10 | 0.82 | WHITE COVER FOR C012 C022 | C
CP013BL | 3.06 | 10 | 3.6 | BL CV FOR C013/23 C032 C041/47 | C
CP013BM | 3.06 | 10 | 3.6 | BM CV FOR C013/23 C032 C041/47 | C
CP013GL | 3.06 | 10 | 3.6 | GL CV FOR C013/23 C032 C041/47 | C
CP013GY | 1.39 | 10 | 1.63 | GY CV FOR C013/23 C032 C041/47 | C
CP013SV | 3.06 | 10 | 3.6 | SV CV FOR C013/23 C032 C041/47 | C
CP013WH | 0.69 | 10 | 0.82 | WH CV FOR C013/23 C032 C041/47 | C
CP014BL | 3.23 | 5 | 3.8 | BLUE COVER FOR C014 C024 | C
CP014BM | 3.23 | 5 | 3.8 | BLACK COVER FOR C014 C024 | C
CP014GL | 3.23 | 5 | 3.8 | GOLD COVER FOR C014 C024 | C
CP014GY | 1.54 | 1 |  | GREY COVER FOR C014, C024 | C
CP014SV | 3.23 | 5 | 3.8 | SILVER COVER FOR C014 C024 | C
CP014WH | 0.91 | 5 | 1.07 | WHITE COVER FOR C014 C024 | C
CP015BL | 3.19 | 10 | 3.74 | BL COVER FOR C015 BELL SYMBOL | C
CP015BM | 3.19 | 10 | 3.74 | BK COVER FOR C015 BELL SYMBOL | C
CP015GL | 3.19 | 10 | 3.74 | GL COVER FOR C015 BELL SYMBOL | C
CP015GY | 1.53 | 1 |  | GREY COVER FOR C015GY | C
CP015LBL | 3.19 | 10 | 3.74 | BL COVER FOR C015 LIGHT SYMBOL | C
CP015LBM | 3.19 | 10 | 3.74 | BK COVER FOR C015 LIGHT SYMBOL | C
CP015LGL | 3.19 | 10 | 3.74 | GL COVER FOR C015 LIGHT SYMBOL | C
CP015LGY | 1.53 | 1 |  | GREY COVER FOR C015 LIGHT SYMBOL | C
CP015LSV | 3.19 | 10 | 3.74 | SV COVER FOR C015 LIGHT SYMBOL | C
CP015LWH | 0.83 | 10 | 0.98 | WH COVER FOR C015 LIGHT SYMBOL | C
CP015SV | 3.19 | 10 | 3.74 | SV COVER FOR C015 BELL SYMBOL | C
CP015WH | 0.83 | 10 | 0.98 | WH COVER FOR C015 BELL SYMBOL | C
CP026BL | 3.23 | 5 | 3.8 | BLUE COVER FOR C026 | C
CP026BM | 3.23 | 5 | 3.8 | BLACK COVER FOR C026 | C
CP026GL | 3.23 | 5 | 3.8 | GOLD COVER FOR C026 | C
CP026GY | 1.61 | 5 | 1.9 | GREY COVER FOR C026 | C
CP026SV | 3.23 | 5 | 3.8 | SILVER COVER FOR C026 | C
CP026WH | 0.91 | 5 | 1.07 | WHITE COVER FOR C026 | C
CP045BL | 3.06 | 10 | 3.6 | BL COVER FOR C045 BELL SYMBOL | C
CP045BM | 3.06 | 10 | 3.6 | BK COVER FOR C045 BELL SYMBOL | C
CP045GL | 3.06 | 10 | 3.6 | GL COVER FOR C045 BELL SYMBOL | C
CP045GY | 1.39 | 10 | 1.63 | GY COVER FOR C045 BELL SYMBOL | C
CP045SV | 3.06 | 10 | 3.6 | SV COVER FOR C045 BELL SYMBOL | C
CP045WH | 0.69 | 10 | 0.82 | WH COVER FOR C045 BELL SYMBOL | C
CP048BL | 3.19 | 10 | 3.74 | BL COVER FOR C048 FAN ISOLATOR | C
CP048BM | 3.19 | 10 | 3.74 | BK COVER FOR C048 FAN ISOLATOR | C
CP048GL | 3.19 | 10 | 3.74 | GL COVER FOR C048 FAN ISOLATOR | C
CP048GY | 1.53 | 10 | 1.79 | GY COVER FOR C048 FAN ISOLATOR | C
CP048SV | 3.19 | 10 | 3.74 | SV COVER FOR C048 FAN ISOLATOR | C
CP048WH | 0.83 | 10 | 0.98 | WH COVER FOR C048 FAN ISOLATOR | C
CP049BL | 3.19 | 10 | 3.74 | BLUE COVER FOR C049 ISOLATOR | C
CP049BM | 3.19 | 10 | 3.74 | BLACK COVER FOR C049 ISOLATOR | C
CP049GL | 3.19 | 10 | 3.74 | GOLD COVER FOR C049 ISOLATOR | C
CP049SV | 3.19 | 10 | 3.74 | SILVER COVER FOR C049 ISOLATOR | C
CP049WH | 0.83 | 10 | 0.98 | WHITE COVER FOR C049 ISOLATOR | C
CP111BLA | 3.02 | 1 |  | BLUE COVER FOR C111A | C
CP111BMA | 3.02 | 1 |  | BLACK COVER FOR C111A | C
CP111GLA | 3.02 | 1 |  | GOLD COVER FOR C111A | C
CP111GYA | 1.38 | 1 |  | GREY CVR FOR C111A | C
CP111SVA | 3.02 | 1 |  | SILVER COVER FOR C111A | C
CP111WHA | 0.68 | 1 |  | WHITE COVER FOR C111A | C
CP112BL | 3.23 | 5 | 3.8 | BLUE COVER FOR C112 | C
CP112BM | 3.23 | 5 | 3.8 | BLACK MATT COVER FOR C112 | C
CP112GL | 3.23 | 5 | 3.8 | GOLD METALLIC COVER FOR C112 | C
CP112GY | 3.23 | 5 | 3.8 | GREY COVER FOR C112 | C
CP112SV | 3.23 | 5 | 3.8 | SILVER METALLIC COVER FOR C112 | C
CP112WH | 0.91 | 5 | 1.07 | WHITE COVER FOR C112 | C
CP220BL | 3.06 | 10 | 3.6 | BLUE COVER FOR C220 | C
CP220BM | 3.06 | 10 | 3.6 | BLACK MATT COVER FOR C220 | C
CP220GL | 3.06 | 10 | 3.6 | GOLD METALLIC COVER FOR C220 | C
CP220GY | 1.39 | 10 | 1.63 | GREY COVER FOR C220 | C
CP220NBL | 3.06 | 10 | 3.6 | BLUE COVER FOR C220N | C
CP220NBM | 3.06 | 10 | 3.6 | BLACK MATT COVER FOR C220N | C
CP220NGL | 3.06 | 10 | 3.6 | GOLD METALLIC COVER FOR C220N | C
CP220NGY | 1.39 | 10 | 1.63 | GREY COVER FOR C220N | C
CP220NSV | 3.06 | 10 | 3.6 | SILVER METALLIC COVER FOR C220N | C
CP220NWH | 0.69 | 10 | 0.82 | WHITE COVER FOR C220N | C
CP220SV | 3.06 | 10 | 3.6 | SILVER COVER FOR C220 | C
CP220WH | 0.69 | 10 | 0.82 | WHITE COVER FOR C220 | C
CP221BL | 3.06 | 10 | 3.6 | BLUE COVER FOR C221 | C
CP221BM | 3.06 | 10 | 3.6 | BLACK MATT COVER FOR C222 | C
CP221GL | 3.06 | 10 | 3.6 | GOLD METALLIC COVER FOR C221 | C
CP221GY | 1.39 | 10 | 1.63 | GREY COVER FOR C221 | C
CP221NBL | 3.06 | 10 | 3.6 | BLUE COVER FOR C221N | C
CP221NBM | 3.06 | 10 | 3.6 | BLACK MATT COVER FOR C221N | C
CP221NCHWH | 1.67 | 10 | 1.96 | WHITE COVER C201N 'CENTRAL HEATING' | C
CP221NEFWH | 1.67 | 10 | 1.96 | WHITE COVER FOR C201N 'EXTRACT FAN' | C
CP221NGL | 3.06 | 10 | 3.6 | GOLD METALLIC COVER FOR C221N | C
CP221NGY | 1.39 | 10 | 1.63 | GREY COVER FOR C221N | C
CP221NHEWH | 1.67 | 10 | 1.96 | WHITE COVER FOR C201N 'HEATER' | C
CP221NRWH | 1.67 | 10 | 1.96 | WHITE COVER FOR C201N 'REFRIGERATOR' | C
CP221NSV | 3.06 | 10 | 3.6 | SILVER METALLIC COVER FOR C221N | C
CP221NWH | 0.69 | 10 | 0.82 | WHITE COVER FOR C221N | C
CP221NWMWH | 1.67 | 10 | 1.96 | WHITE COVER C201N 'WASHING MACHINE' | C
CP221RWH | 1.67 | 10 | 1.96 | WHITE COVER FOR C201 'REFRIGERATOR' | C
CP221SV | 3.06 | 10 | 3.6 | SILVER COVER FOR C221 | C
CP221TDWH | 1.67 | 10 | 1.96 | WHITE COVER FOR C201 'TUMBLE DRYER' | C
CP221WH | 0.69 | 10 | 0.82 | WHITE COVER FOR C221 | C
CP221WMWH | 1.67 | 10 | 1.96 | WHITE COVER C201 'WASHING MACHINE' | C
CP305BL | 3.06 | 10 | 3.6 | BLUE COVER FOR C305 | C
CP305BM | 3.06 | 10 | 3.6 | BLACK COVER FOR C305 | C
CP305GL | 3.06 | 10 | 3.6 | GOLD COVER FOR C305 | C
CP305GY | 1.39 | 1 |  | GREY COVER FOR C305 | C
CP305SV | 3.06 | 10 | 3.6 | SILVER COVER FOR C305 | C
CP305WH | 0.69 | 10 | 0.82 | WHITE COVER FOR C305 | C
CP351BL | 3.06 | 10 | 3.6 | BL CV C351/3/5 ALL 1G DIMMERS | C
CP351BM | 3.06 | 10 | 3.6 | BM CV C351/3/5 ALL 1G DIMMERS | C
CP351GL | 3.06 | 10 | 3.6 | GL CV C351/3/5 ALL 1G DIMMERS | C
CP351GY | 1.39 | 1 |  | GREY COVER C351/3/5 & 1G DIMMERS | C
CP351SV | 3.06 | 10 | 3.6 | SV CV C351/3/5 ALL 1G DIMMERS | C
CP351WH | 0.69 | 10 | 0.82 | WH CV C351/3/5 ALL 1G DIMMERS | C
CP352BL | 3.06 | 10 | 3.6 | BL COVER FOR C352 C354 C356 | C
CP352BM | 3.06 | 10 | 3.6 | BK COVER FOR C352 C354 C356 | C
CP352GL | 3.06 | 10 | 3.6 | GL COVER FOR C352 C354 C356 | C
CP352GY | 1.39 | 1 |  | GREY COVER FOR C352/4/6 | C
CP352SV | 3.06 | 10 | 3.6 | SV COVER FOR C352 C354 C356 | C
CP352WH | 0.69 | 10 | 0.82 | WH COVER FOR C352 C354 C356 | C
CP359BL | 3.19 | 10 | 3.74 | BLUE COVER FOR C359 | C
CP359BM | 3.19 | 10 | 3.74 | BLACK COVER FOR C359 | C
CP359GL | 3.19 | 10 | 3.74 | GOLD COVER FOR C359 | C
CP359GY | 1.53 | 1 |  | GREY COVER FOR C359 | C
CP359SV | 3.19 | 10 | 3.74 | SILVER COVER FOR C359 | C
CP359WH | 0.83 | 10 | 0.98 | WHITE COVER FOR C359 | C
CP360BL | 3.06 | 10 | 3.6 | BLUE COVER FOR C360 C361 | C
CP360BM | 3.06 | 10 | 3.6 | BLACK COVER FOR C360 C361 | C
CP360GL | 3.06 | 10 | 3.6 | GOLD COVER FOR C360 C361 | C
CP360GY | 1.39 | 1 |  | GREY COVER FOR C360, C361 | C
CP360SV | 3.06 | 10 | 3.6 | SILVER COVER FOR C360 C361 | C
CP360WH | 0.69 | 10 | 0.82 | WHITE COVER FOR C360 C361 | C
CP370BL | 3.23 | 5 | 3.8 | BLUE COVER FOR C370 | C
CP370BM | 3.23 | 5 | 3.8 | BLACK COVER FOR C370 | C
CP370GL | 3.23 | 5 | 3.8 | GOLD COVER FOR C370 | C
CP370GY | 1.61 | 1 |  | GREY COVER FOR C370 | C
CP370SV | 3.23 | 5 | 3.8 | SILVER COVER FOR C370 | C
CP370WH | 0.91 | 1 |  | WHITE COVER FOR C370 | C
CP391BL | 3.06 | 10 | 3.6 | BLUE COVER FOR C391 | C
CP391BM | 3.06 | 10 | 3.6 | BLACK COVER FOR C391 | C
CP391GL | 3.06 | 10 | 3.6 | GOLD COVER FOR C391 | C
CP391GY | 1.39 | 1 |  | GREY COVER FOR C391 | C
CP391SV | 3.06 | 10 | 3.6 | SILVER COVER FOR C391 | C
CP391WH | 0.69 | 10 | 0.82 | WHITE COVER FOR C391 | C
CP392BL | 3.23 | 5 | 3.8 | BLUE COVER FOR C392 | C
CP392BM | 3.23 | 5 | 3.8 | BLACK COVER FOR C392 | C
CP392GL | 3.23 | 5 | 3.8 | GOLD COVER FOR C392 | C
CP392GY | 1.61 | 1 |  | GREY COVER FOR C392 | C
CP392SV | 3.23 | 5 | 3.8 | SILVER COVER FOR C392 | C
CP392WH | 0.91 | 5 | 1.07 | WHITE COVER FOR C392 | C
CP401BL | 3.06 | 10 | 3.6 | BLUE COVER FOR C401 | C
CP401BM | 3.06 | 10 | 3.6 | BLACK MATT COVER FOR C401 | C
CP401GL | 3.06 | 10 | 3.6 | GOLD COVER FOR C401 | C
CP401GY | 1.39 | 10 | 1.63 | GREY COVER FOR C401 | C
CP401NBL | 3.06 | 10 | 3.6 | BLUE COVER FOR C401N | C
CP401NBM | 3.06 | 10 | 3.6 | BLACK MATT COVER FOR C401N | C
CP401NGL | 3.06 | 10 | 3.6 | GOLD METALLIC COVER FOR C401N | C
CP401NGY | 1.39 | 10 | 1.63 | GREY COVER FOR C401N | C
CP401NSV | 3.06 | 10 | 3.6 | SILVER METALLIC COVER FOR C401N | C
CP401NWH | 0.69 | 10 | 0.82 | WHITE COVER FOR C401N | C
CP401SV | 3.06 | 10 | 3.6 | SILVER METALLIC COVER FOR C401 | C
CP401WH | 0.69 | 10 | 0.82 | WHITE COVER FOR C401 | C
CP403NBL | 4.04 | 10 | 4.74 | BLUE COVER FOR C401N 'WATER HEATER' | C
CP403NBM | 4.04 | 10 | 4.74 | BLACK MATT COVER FOR C401N 'WATER HEATER' | C
CP403NGL | 4.04 | 10 | 4.74 | GOLD METALLIC COVER FOR C401N 'WATER HEATER' | C
CP403NSV | 4.04 | 10 | 4.74 | SILVER METALLIC COVER FOR C401N 'WATER HEATER' | C
CP403NWH | 1.67 | 10 | 1.96 | WHITE COVER FOR C401N 'WATER HEATER' | C
CP403WH | 1.67 | 10 | 1.96 | COVER FOR C401 'WATER HEATER' | C
CP415BL | 3.06 | 10 | 3.6 | BLUE COVER FOR C415 | C
CP415BM | 3.06 | 10 | 3.6 | BLACK MATT COVER FOR C415 | C
CP415GL | 3.06 | 10 | 3.6 | GOLD METALLIC COVER FOR C415 | C
CP415GY | 1.39 | 10 | 1.63 | GREY COVER FOR C415 | C
CP415SV | 3.06 | 10 | 3.6 | SILVER COVER FOR C415 | C
CP415WH | 0.69 | 10 | 0.82 | WHITE COVER FOR C415 | C
CP421NBL | 3.23 | 5 | 3.8 | BLUE COVER FOR C421N | C
CP421NBM | 3.23 | 5 | 3.8 | BLACK COVER FOR C421N | C
CP421NGL | 3.23 | 5 | 3.8 | GOLD METALLIC COVER FOR C421N | C
CP421NGY | 1.61 | 5 | 1.9 | GREY COVER FOR C421N | C
CP421NSV | 3.23 | 5 | 3.8 | SILVER METALLIC COVER FOR C421N | C
CP421NWH | 0.91 | 5 | 1.07 | WHITE COVER FOR C421N | C
CP422NBL | 3.06 | 10 | 3.6 | BLUE COVER FOR C422N | C
CP422NBM | 3.06 | 10 | 3.6 | BLACK MATT COVER FOR C422N | C
CP422NGL | 3.06 | 10 | 3.6 | GOLD METALLIC COVER FOR C422N | C
CP422NGY | 1.39 | 10 | 1.63 | GREY COVER FOR C422N | C
CP422NSV | 3.06 | 10 | 3.6 | SILVER METALLIC COVER FOR C422N | C
CP422NWH | 0.69 | 10 | 0.82 | WHITE COVER FOR C422N | C
CP423NBM | 4.23 | 5 | 4.97 | BLACK COVER FOR C321N 'COOKER' | C
CP423NGY | 2.59 | 5 | 3.04 | GREY COVER FOR C321N 'COOKER' | C
CP423NSV | 4.23 | 5 | 4.97 | SILVER COVER FOR C321N 'COOKER' | C
CP423NWH | 1.89 | 5 | 2.22 | WHITE COVER FOR C321N 'COOKER' | C
CP424NBL | 4.23 | 5 | 4.97 | BL CVR C321N 'AIR CONDITIONER' | C
CP424NBM | 4.23 | 5 | 4.97 | BLACK MATT COVER C321N 'AIR CONDITIONER' | C
CP424NGL | 4.23 | 5 | 4.97 | GOLD METALLIC COVER C321N 'AIR CONDITIONER' | C
CP424NSV | 4.23 | 5 | 4.97 | SILVER METALLIC COVER C321N AIR CONDITIONER | C
CP424NWH | 1.89 | 5 | 2.22 | WHITE COVER C321N 'AIR CONDITIONER' | C
CP425BL | 3.23 | 5 | 3.8 | BLUE COVER FOR C425 | C
CP425BM | 3.23 | 5 | 3.8 | BLACK COVER FOR C425 | C
CP425GL | 3.23 | 5 | 3.8 | GOLD METALLIC COVER FOR C425 | C
CP425GY | 1.61 | 5 | 1.9 | GREY COVER FOR C425 | C
CP425NBL | 3.23 | 5 | 3.8 | BLUE COVER FOR C425N | C
CP425NBM | 3.23 | 5 | 3.8 | BLACK MATT COVER FOR C425N | C
CP425NGL | 3.23 | 5 | 3.8 | GOLD METALLIC COVER FOR C425N | C
CP425NGY | 1.61 | 5 | 1.9 | GY COVER FOR C425N | C
CP425NSV | 3.23 | 5 | 3.8 | SILVER METALLIC COVER FOR C425N | C
CP425NWH | 0.91 | 5 | 1.07 | WHITE COVER FOR C425N | C
CP425SV | 3.23 | 5 | 3.8 | SILVER METALLIC COVER FOR C425 | C
CP425WH | 0.91 | 5 | 1.07 | WHITE COVER FOR C425 | C
CP621BL | 3.02 | 10 | 3.55 | BLUE COVER FOR C621 | C
CP621BM | 3.02 | 10 | 3.55 | BLACK COVER FOR C621 | C
CP621GL | 3.02 | 10 | 3.55 | GOLD COVER FOR C621 | C
CP621GY | 1.39 | 1 |  | GREY COVER FOR C621 | C
CP621NBL | 3.02 | 10 | 3.55 | BLUE COVER FOR C621N | C
CP621NBM | 3.02 | 10 | 3.55 | BLACK COVER FOR C622N | C
CP621NGL | 3.02 | 10 | 3.55 | GOLD COVER FOR C621N | C
CP621NGY | 1.39 | 1 |  | GREY COVER FOR C621N | C
CP621NSV | 3.02 | 10 | 3.55 | SILVER COVER FOR C621N | C
CP621NWH | 0.68 | 10 | 0.79 | WHITE COVER FOR C621N | C
CP621SV | 3.02 | 10 | 3.55 | SILVER COVER FOR C621 | C
CP621WH | 0.68 | 10 | 0.79 | WHITE COVER FOR C621 | C
CP622BL | 3.21 | 5 | 3.77 | BLUE COVER FOR C622 | C
CP622BM | 3.21 | 5 | 3.77 | BLACK COVER FOR C622 | C
CP622GL | 3.21 | 5 | 3.77 | GOLD COVER FOR C622 | C
CP622GY | 1.61 | 1 |  | GREY COVER FOR C622 | C
CP622NBL | 3.21 | 5 | 3.77 | BLUE COVER FOR C622N | C
CP622NBM | 3.21 | 5 | 3.77 | BLACK COVER FOR C622N | C
CP622NGL | 3.21 | 5 | 3.77 | GOLD COVER FOR C622N | C
CP622NGY | 1.61 | 1 |  | GREY COVER FOR C622N | C
CP622NSV | 3.21 | 5 | 3.77 | SILVER COVER FOR C622N | C
CP622NWH | 0.9 | 5 | 1.06 | WHITE COVER FOR C622N | C
CP622SV | 3.21 | 5 | 3.77 | SILVER COVER FOR C622 | C
CP622WH | 0.9 | 5 | 1.06 | WHITE COVER FOR C622 | C
CP632BL | 3.23 | 5 | 3.8 | BLUE COVER FOR C632, C652 | C
CP632BM | 3.23 | 5 | 3.8 | BLACK MATT COVER FOR C632, C652 | C
CP632GL | 3.23 | 5 | 3.8 | GOLD METALLIC COVER FOR C632, C652 | C
CP632GY | 1.61 | 5 | 1.9 | GREY COVER FOR C632, C652 | C
CP632SV | 3.23 | 5 | 3.8 | SILVER METALLIC COVER FOR C632, C652 | C
CP632WH | 0.91 | 5 | 1.07 | WHITE COVER FOR C632, C652 | C
CP901BL | 3.06 | 10 | 3.6 | 1 MODULE - BLUE | C
CP901BM | 3.06 | 10 | 3.6 | 1 MODULE - BLACK MATT | C
CP901GL | 3.06 | 10 | 3.6 | 1 MODULE - GOLD METALLIC | C
CP901GY | 1.39 | 10 | 1.63 | 1 MODULE - GREY | C
CP901SV | 3.06 | 10 | 3.6 | 1 MODULE - SILVER METALLIC | C
CP901WH | 0.69 | 10 | 0.82 | 1 MODULE - WHITE | C
CP902BL | 3.06 | 10 | 3.6 | 2 MODULE - BLUE | C
CP902BM | 3.06 | 10 | 3.6 | 2 MODULE - BLACK MATT | C
CP902GL | 3.06 | 10 | 3.6 | 2 MODULE - GOLD METALLIC | C
CP902GY | 1.39 | 10 | 1.63 | 2 MODULE - GREY | C
CP902SV | 3.06 | 10 | 3.6 | 2 MODULE - SILVER METALLIC | C
CP902WH | 0.69 | 10 | 0.82 | 2 MODULE - WHITE | C
CP903BL | 3.23 | 5 | 3.8 | 3 MODULE - BLUE | C
CP903BM | 3.23 | 5 | 3.8 | 3 MODULE - BLACK MATT | C
CP903GL | 3.23 | 5 | 3.8 | 3 MODULE - GOLD METALLIC | C
CP903GY | 1.61 | 5 | 1.9 | 3 MODULE - GREY | C
CP903SV | 3.23 | 5 | 3.8 | 3 MODULE - SILVER METALLIC | C
CP903WH | 0.91 | 5 | 1.07 | 3 MODULE - WHITE | C
CP904BL | 3.23 | 5 | 3.8 | 4 MODULE - BLUE | C
CP904BM | 3.23 | 5 | 3.8 | 4 MODULE - BLACK MATT | C
CP904GL | 3.23 | 5 | 3.8 | 4 MODULE - GOLD METALLIC | C
CP904GY | 1.61 | 5 | 1.9 | 4 MODULE - GREY | C
CP904SV | 3.23 | 5 | 3.8 | 4 MODULE - SILVER METALLIC | C
CP904WH | 0.91 | 5 | 1.07 | 4 MODULE - WHITE | C
CP906BL | 5.54 | 1 |  | 6 MODULE COVER PLATE (2 BANKS) - BLUE | C
CP906BM | 5.54 | 1 |  | 6 MODULE COVER PLATE (2 BANKS) - BLACK MATT | C
CP906GL | 5.54 | 1 |  | 6 MODULE COVER PLATE (2 BANKS) - GOLD METALLIC | C
CP906GY | 4.05 | 1 |  | 6 MODULE COVER PLATE (2 BANKS) - GREY | C
CP906SV | 5.54 | 1 |  | 6 MODULE COVER PLATE (2 BANKS) - SILVER METALLIC | C
CP906WH | 2.84 | 1 |  | 6 MODULE COVER PLATE (2 BANKS) - WHITE | C
CP908BL | 5.54 | 1 |  | 8 MODULE COVER PLATE (2 BANKS) - BLUE | C
CP908BM | 5.54 | 1 |  | 8 MODULE COVER PLATE (2 BANKS) - BLACK MATT | C
CP908GL | 5.54 | 1 |  | 8 MODULE COVER PLATE (2 BANKS) - GOLD METALLIC | C
CP908GY | 4.05 | 1 |  | 8 MODULE COVER PLATE (2 BANKS) - GREY | C
CP908SV | 5.54 | 1 |  | 8 MODULE COVER PLATE (2 BANKS) - SILVER METALLIC | C
CP908WH | 2.84 | 1 |  | 8 MODULE COVER PLATE (2 BANKS) - WHITE | C
CP9111GL | 3.23 | 1 |  | GL COVER FOR C9111 | C
CP9111SV | 3.23 | 1 |  | SV COVER FOR C9111 | C
CP9111WH | 0.91 | 1 |  | WHCOVER FOR C9111 | C
CP912BL | 9.97 | 1 |  | 12 MODULE COVER PLATE (3 BANKS) - BLUE | C
CP912BM | 9.97 | 1 |  | 12 MODULE COVER PLATE (3 BANKS) - BLACK MATT | C
CP912GL | 9.97 | 1 |  | 12 MODULE COVER PLATE (3 BANKS) - GOLD METALLIC | C
CP912GY | 5.85 | 1 |  | 12 MODULE COVER PLATE (3 BANKS) - GREY | C
CP912SV | 9.97 | 1 |  | 12 MODULE COVER PLATE (3 BANKS) - SILVER METALLIC | C
CP912WH | 4.65 | 1 |  | 12 MODULE COVER PLATE (3 BANKS) - WHITE | C
CP9132BL | 3.06 | 10 | 3.6 | BLUE COVER FOR C9132 C9552 | C
CP9132BM | 3.06 | 10 | 3.6 | BLACK COVER FOR C9132 C9552 | C
CP9132GL | 3.06 | 10 | 3.6 | GOLD COVER FOR C9132 C9552 | C
CP9132GY | 1.39 | 1 |  | GREY COVER FOR C9132 | C
CP9132SV | 3.06 | 10 | 3.6 | SILVER COVER FOR C9132 C9552 | C
CP9132WH | 0.69 | 10 | 0.82 | WHITE COVER FOR C9132 C9552 | C
CP918BL | 17.94 | 1 |  | 18 MODULE COVER PLATE (3 BANKS) - BLUE | C
CP918BM | 17.94 | 1 |  | 18 MODULE COVER PLATE (3 BANKS) - BLACK MATT | C
CP918GL | 17.94 | 1 |  | 18 MODULE COVER PLATE (3 BANKS) - GOLD METALLIC | C
CP918GY | 8.87 | 1 |  | 18 MODULE COVER PLATE (3 BANKS) - GREY | C
CP918SV | 17.94 | 1 |  | 18 MODULE COVER PLATE (3 BANKS) - SILVER METALLIC | C
CP918WH | 7.39 | 1 |  | 18 MODULE COVER PLATE (3 BANKS) - WHITE | C
CP924BL | 17.94 | 1 |  | 24 MODULE COVER PLATE (4 BANKS) - BLUE | C
CP924BM | 17.94 | 1 |  | 24 MODULE COVER PLATE (4 BANKS) - BLACK MATT | C
CP924GL | 17.94 | 1 |  | 24 MODULE COVER PLATE (4 BANKS) - GOLD METALLIC | C
CP924GY | 10.75 | 1 |  | 24 MODULE COVER PLATE (4 BANKS) - GREY | C
CP924SV | 17.94 | 1 |  | 24 MODULE COVER PLATE (4 BANKS) - SILVER METALLIC | C
CP924WH | 9.3 | 1 |  | 24 MODULE COVER PLATE (4 BANKS) - WHITE | C
CR2002024 | 35.7 | 1 |  | 20A MOD C TOR 2NC 24VAC-DC | H
CR2002024A | 32.46 | 1 |  | 20A MOD C'TOR 2NC 24VAC | H
CR2002230 | 35.7 | 1 |  | 20A MOD C TOR 2NC 230VAC-DC | H
CR2002230A | 32.46 | 1 |  | 20A MOD C'TOR 2NC 230VAC | H
CR2011024 | 35.7 | 1 |  | 20A MOD C TOR 1NO+1NC 24VAC-DC | H
CR2011024A | 32.46 | 1 |  | 20A MOD C'TOR 1NO+1NC 24VAC | H
CR2011230 | 35.7 | 1 |  | 20A MOD C TOR 1NO+1NC 230VAC-D | H
CR2011230A | 34.82 | 1 |  | 20A MOD C'TOR 1NO+1NC 230VAC | H
CR2020012 | 35.7 | 1 |  | 20A MOD C TOR 2NO 12VAC-DC | H
CR2020012A | 32.46 | 1 |  | 20A MOD C'TOR 2NO 12VAC | H
CR2020024 | 35.7 | 1 |  | 20A MOD C TOR 2NO 24VAC-DC | H
CR2020024A | 32.46 | 1 |  | 20A MOD C'TOR 2NO 24VAC | H
CR2020048 | 35.7 | 1 |  | 20A MOD C TOR 2NO 48VAC-DC | H
CR2020048A | 32.46 | 1 |  | 20A MOD C'TOR 2NO 48VAC | H
CR2020230 | 35.7 | 1 |  | 20A MOD C TOR 2NO 230VAC-DC | H
CR2020230A | 32.46 | 1 |  | 20A MOD C'TOR 2NO 230VAC | H
CR2504024 | 43.77 | 1 |  | 25A MOD C TOR 4NC 24VAC-DC | H
CR2504024A | 39.79 | 1 |  | 25A MOD C'TOR 4NC 24VAC | H
CR2504230 | 43.77 | 1 |  | 25A MOD C TOR 4NC 230VAC-DC | H
CR2504230A | 39.79 | 1 |  | 25A MOD C'TOR 4NC 230VAC | H
CR2522024 | 43.77 | 1 |  | 25A MOD C TOR 2NO+2NC 24VAC-DC | H
CR2522024A | 33.49 | 1 |  | 25A MOD C'TOR 2NO+2NC 24VAC | H
CR2522230 | 43.77 | 1 |  | 25A MOD C TOR 2NO+2NC 230VAC-D | H
CR2522230A | 35.24 | 1 |  | 25A MOD C'TOR 2NO+2NC 230VAC | H
CR2530024 | 41.86 | 1 |  | 25A MOD C TOR 3NO 24VAC-DC | H
CR2530024A | 38.07 | 1 |  | 25A MOD C'TOR 3NO 24VAC | H
CR2530230 | 41.86 | 1 |  | 25A MOD C TOR 3NO 230VAC-DC | H
CR2530230A | 38.07 | 1 |  | 25A MOD C'TOR 3NO 230VAC | H
CR2540012 | 43.77 | 1 |  | 25A MOD C TOR 4NO 12VAC-DC | H
CR2540012A | 39.79 | 1 |  | 25A MOD C'TOR 4NO 12VAC | H
CR2540024 | 43.77 | 1 |  | 25A MOD C TOR 4NO 24VAC-DC | H
CR2540024A | 39.79 | 1 |  | 25A MOD C'TOR 4NO 24VAC | H
CR2540048 | 43.77 | 1 |  | 25A MOD C TOR 4NO 48VAC-DC | H
CR2540048A | 39.79 | 1 |  | 25A MOD C'TOR 4NO 48VAC | H
CR2540230 | 43.77 | 1 |  | 25A MOD C TOR 4NO 230VAC-DC | H
CR2540230A | 40.35 | 1 |  | 25A MOD C'TOR 4NO 230VAC | H
CR4002230 | 54.63 | 1 |  | 40A MOD C TOR 2NC 230VAC-DC | H
CR4020024 | 54.63 | 1 |  | 40A MOD C TOR 2NO 24VAC-DC | H
CR4020230 | 56.95 | 1 |  | 40A MOD C TOR 2NO 230VAC-DC | H
CR4030024 | 69.59 | 1 |  | 40A MOD C TOR 3NO 24VAC-DC | H
CR4030230 | 69.59 | 1 |  | 40A MOD C TOR 3NO 230VAC-DC | H
CR4040012 | 69.59 | 1 |  | 40A MOD C TOR 4NO 12VAC-DC | H
CR4040024 | 80.63 | 1 |  | 40A MOD C TOR 4NO 24VAC-DC | H
CR4040048 | 80.63 | 1 |  | 40A MOD C TOR 4NO 48VAC-DC | H
CR4040230 | 84.36 | 1 |  | 40A MOD C TOR 4NO 230VAC-DC | H
CR6320230 | 88.04 | 1 |  | 63A MOD C TOR 2NO 230VAC-DC | H
CR6340024 | 98.51 | 1 |  | 63A MOD C TOR 4NO 24VAC-DC | H
CR6340230 | 98.51 | 1 |  | 63A MOD C TOR 4NO 230VAC-DC | H
CRA611 | 29.04 | 1 |  | 6A MOD CTOR AUXCONTACT 1NO+1NC | H
CRA620 | 29.04 | 1 |  | 6A MOD CTOR AUX CONTACT 2NO | H
CRC20 | 3.16 | 1 |  | TM COVER FOR 20A MOD C'TOR | H
CRC25 | 3.77 | 1 |  | TM COVER FOR 25A MOD C'TOR | H
CRC63 | 5.47 | 1 |  | TM COVER FOR 40-63A MOD C TOR | H
CRCA-00/04 | 127.85 | 1 |  | RF ROOM CONTROLLER | G
CRCA-00/05 | 181.82 | 1 |  | RF ROOM CONTROLLER WITH HUMIDITY SENSOR | G
CRM2020230A | 37.42 | 1 |  | 20A D-NIGHT CTOR 2NO 230VAC-DC | H
CRM2540230A | 42.11 | 1 |  | 25A D-NIGHT CTOR 4NO 230VAC-DC | H
CRMA-00/03 | 413.06 | 1 |  | ROOM MANAGER - WHITE | G
CRMA-00/07 | 412.28 | 1 |  | ROOM MANSGER - SILVER | G
CRMA-00/11 | 519.97 | 1 |  | ROOM MANSGER + BLUETOOTH -WHITE | G
CRMA-00/15 | 519.18 | 1 |  | ROOM MANSGER + BLUETOOTH -SILVER | G
CROU-00/01 | 48.96 | 1 |  | ROUTER | G
CRS | 4.27 | 1 |  | SPACER FOR MOD CONTACTOR | H
CSAP-01/03 | 61 | 1 |  | RF PLUG IN SWITCHING ACTUATOR | G
CSAU-01/01 | 43.4 | 1 |  | RF SWITCHING ACTUATOR 8A/230VAC | G
CSAU-01/02 | 43.99 | 1 |  | RF SWITCHING ACTUATOR-POTENTIAL-FREE | G
CSAU-01/03 | 45.16 | 1 |  | RF SWITCHING ACTUATOR-ALL POLES | G
CSEZ-00/10 | 13.26 | 1 |  | MOUNTING UNIT FOR WIND RAIN SENSOR | G
CSEZ-01/01 | 39.07 | 1 |  | TEMPERATURE SENSOR | G
CSEZ-01/05 | 44.82 | 1 |  | TEMPERATURE SENSOR | G
CSEZ-01/06 | 6.07 | 1 |  | WINDOW CONTACT,SURFACE MOUNTED | G
CSEZ-01/07 | 6.07 | 1 |  | WINDOW CONTACT,BUILT IN | G
CSEZ-01/11 | 202.38 | 1 |  | RF DIAGNOSTOIC DEVICE | G
CSEZ-01/14 | 119.14 | 1 |  | BRIGHTNESS SENSOR - INDOOR | G
CSEZ-01/15 | 119.14 | 1 |  | BRIGHTNESS SENSOR - OUTDOOR | G
CSEZ-01/16 | 363.94 | 1 |  | AIR QUALITY SENSOR VOC 0-10VDC | G
CSEZ-01/18 | 38.51 | 1 |  | WATER LEAKAGE SENSOR 9V | G
CSEZ-01/19 | 43.24 | 1 |  | SMOKE DETECTOR (BATTERY SUPPLIED) | G
CSEZ-02/08 | 668.45 | 1 |  | WIND RAIN SENSOR,RAIN HEATED | G
CSEZ-02/09 | 675.98 | 1 |  | WIND RAIN SENSOR,WIND+RAIN HEATED | G
CTEU-02/01 | 91.16 | 1 |  | RF TEMPERATURE INPUT UNIT 2CH | G
CV1109SP | 11.99 | 1 |  | 100A SW&SWF BASE ARC SH-SPARES | J
E2F100RM | 557.97 | 1 |  | MINING STD MAGNETIC 3P 100A | J
E2J3250W | 1544.32 | 1 |  | MINING MCCB 3P 250A J-FRAME | R
E2JM3250A02 | 1623.87 | 1 |  | MINING MCCB 3P 250A J-FRAME | R
E2JM3250A06 | 1623.87 | 1 |  | MINING MCCB 3P 250A J-FRAME | R
E2K2400MWWT14 | 1706.74 | 1 |  | MINING MCCB 2P 400A K-FRAME | R
E2KM300W | 2262.34 | 1 |  | MINING MCCB 3P 300A K-FRAME | R
E2KM3300W | 2318.91 | 1 |  | MINING MCCB 3P 300A K-FRAME | R
E2KM3400W | 2666.72 | 1 |  | MCCB 3POLE 400A MINING TYPE MA | R
E2KM3400WA13 | 2747.53 | 1 |  | MCCB 3P 400A MINING TYPE MAG O | R
E2KM3400WB06U66 | 2082.34 | 1 |  | MINING MCCB 3P 400A K-FRAME | R
E2L3600TML | 1934.29 | 1 |  | MINING MCCB 3P 600A L-FRAME | R
E2LE3600MA02 | 3651.45 | 1 |  | MINING MCCB 3P 600A L-FRAME | R
E2LM3600A06 | 3073.65 | 1 |  | MINING MCCB 3P 600A L-FRAME | R
E2LM3600A06X04 | 4786.36 | 1 |  | MCCB MINING L FRAME 3P 600A C- | R
E2LM3600A06Y04 | 4786.36 | 1 |  | MCCB MINING L FRAME 3P 600A C- | R
E2LM3600MLWA02 | 1956.67 | 1 |  | MINING MCCB 3P 600A L-FRAME | R
E2LM3600WA02S42 | 4655.53 | 1 |  | 3P MINING CIRCUIT BREAKER - 60 | R
E2LM3600WA06S42 | 3359.5 | 1 |  | MINING MCCB 3P 600A L-FRAME | R
E2LM3600WA18 | 2309.13 | 1 |  | MINING MCCB 3P 600A L-FRAME | R
E2NM312MWA10S10 | 5376.05 | 1 |  | MINING MCCB 3P 1200A N-FRAME | R
E2NM312MWA13S10 | 6236.12 | 1 |  | MINING MCCB 3P 1200A N-FRAME | R
E2NM312MWA17S09 | 6470.6 | 1 |  | MINING MCCB 3P 1200A N-FRAME | R
E2NM312MWA17S10 | 6472.92 | 1 |  | MINING MCCB 3P 1200A N-FRAME | R
E2NM312MWC10U17 | 6673.47 | 1 |  | MINING MCCB 3P 1200A N-FRAME | R
E2NM3600W | 5116.4 | 1 |  | MINING MCCB 3P 600A N-FRAME | R
E2NM3900WA15S09 | 5735.33 | 1 |  | MINING MCCB 3P 900A N-FRAME | R
EABP6 | 2.39 | 1 |  | 6 MODULE BLANKING STRIP | G
EAD02B | 6.84 | 12 | 8.04 | EAD 2A 6KA TYPE B SP MCB | G
EAD02C | 6.84 | 12 | 8.04 | EAD 2A 6KA TYPE C SP MCB | G
EAD04B | 6.84 | 12 | 8.04 | EAD 4A 6KA TYPE B SP MCB | G
EAD04C | 6.84 | 12 | 8.04 | EAD 4A 6KA TYPE C SP MCB | G
EAD06B | 6.84 | 12 | 8.04 | EAD 6A 6KA TYPE B SP MCB | G
EAD06BH30C | 69 | 1 |  | EAD 6A 6kA Type B SP 30mA RCBO | G
EAD06C | 6.84 | 12 | 8.04 | EAD 6A 6KA TYPE C SP MCB | G
EAD06CH30C | 69 | 1 |  | EAD 6A 6kA Type C SP 30mA RCBO | G
EAD1 | 17.84 | 5 | 20.95 | 1W MOULDED CONSUMER UNIT 63A ISOLATOR | G
EAD10B | 6.84 | 12 | 8.04 | EAD 10A 6KA TYPE B SP MCB | G
EAD10BH30C | 69 | 1 |  | EAD 10A 6kA Type B SP 30mA RCBO | G
EAD10C | 6.84 | 12 | 8.04 | EAD 10A 6KA TYPE C SP MCB | G
EAD10CH30C | 69 | 1 |  | EAD 10A 6kA Type C SP 30mA RCBO | G
EAD10DD | 67.33 | 1 |  | 10W DUAL TARIFF CONSUMER UNIT 2x100A ISOLATOR | G
EAD10H80D | 125.43 | 5 | 147.38 | 10W VARIABLE SPLIT MOULDED C UNIT 1-9W | G
EAD11R | 46.29 | 5 | 54.38 | 11W RCBO CONSUMER UNIT 100A ISOLATOR | G
EAD12 | 42.44 | 5 | 49.86 | 12W MOULDED CONSUMER UNIT 100A ISOLATOR | G
EAD12H100 | 124.97 | 5 | 146.84 | 12W MOULDED CONSUMER UNIT 100A 30mA RCD | G
EAD12H80 | 117.71 | 5 | 138.31 | 12W MOULDED CONSUMER UNIT 80A 30mA RCD | G
EAD12H80H633D | 225.89 | 5 | 265.43 | 12+3W VAR SPLIT DUAL RCD C UNIT 1x80A 1x63A | G
EAD12H80H63D | 210.85 | 5 | 247.76 | 12W VAR SPLIT DUAL RCD C UNIT 1x80A 1x63A | G
EAD12H80H803D | 236.72 | 5 | 278.14 | 12+3W VAR SPLIT DUAL RCD C UNIT 1x80A 1x80A | G
EAD12H80H80D | 221.69 | 5 | 260.48 | 12W VAR SPLIT DUAL RCD C UNIT 1x80A 1x80A | G
EAD12M100 | 124.97 | 5 | 146.84 | 12W MOULDED CONSUMER UNIT 100A 100mA RCD | G
EAD12M80 | 118.96 | 5 | 139.77 | 12W MOULDED CONSUMER UNIT 80A 100mA RCD | G
EAD13B | 6.84 | 12 | 8.04 | EAD 13A 6KA TYPE B SP MCB | G
EAD13C | 6.84 | 12 | 8.04 | EAD 13A 6KA TYPE C SP MCB | G
EAD14DD | 75.75 | 1 |  | 14 W DUAL TARIFF MOULDED CONSUMER UNIT 2 X 100A ISOLATORS | G
EAD14H80D | 128.72 | 5 | 151.25 | 14W VARIABLE SPLIT MOULDED C UNIT 1-10W | G
EAD15H80H63D | 218.37 | 5 | 256.59 | 15W VAR SPLIT DUAL RCD C UNIT 1x80A 1x63A | G
EAD15H80H80D | 229.21 | 5 | 269.32 | 15W VAR SPLIT DUAL RCD C UNIT 1x80A 1x80A | G
EAD16 | 50.8 | 5 | 59.69 | 16W MOULDED CONSUMER UNIT 100A ISOLATOR | G
EAD16B | 6.84 | 12 | 8.04 | EAD 16A 6KA TYPE B SP MCB | G
EAD16BH30C | 69 | 1 |  | EAD 16A 6kA Type B SP 30mA RCBO | G
EAD16C | 6.84 | 12 | 8.04 | EAD 16A 6KA TYPE C SP MCB | G
EAD16CH30C | 69 | 1 |  | EAD 16A 6kA Type C SP 30mA RCBO | G
EAD16H100 | 133.98 | 5 | 157.42 | 16W MOULDED CONSUMER UNIT 100A 30mA RCD | G
EAD16H80 | 126.76 | 5 | 148.95 | 16W MOULDED CONSUMER UNIT 80A 30mA RCD | G
EAD16M100 | 133.98 | 5 | 157.42 | 16W MOULDED CONSUMER UNIT 100A 100mA RCD | G
EAD16M80 | 126.76 | 5 | 148.95 | 16W MOULDED CONSUMER UNIT 80A 100mA RCD | G
EAD17H80D | 139.81 | 5 | 164.27 | 17W VARIABLE SPLIT MOULDED C UNIT 1-10W | G
EAD19 | 55.96 | 5 | 65.76 | 19W MOULDED CONSUMER UNIT 10A ISOLATOR | G
EAD19H100 | 139.76 | 5 | 164.22 | 19W MOULDED CONSUMER UNIT 100A 30mA RCD | G
EAD19H80 | 132.55 | 5 | 155.74 | 19W MOULDED CONSUMER UNIT 80A 30mA RCD | G
EAD19M100 | 139.76 | 5 | 164.22 | 19W MOULDED CONSUMER UNIT 100A 100mA RCD | G
EAD19M80 | 133.75 | 5 | 157.15 | 19W MOULDED CONSUMER UNIT 80A 100mA RCD | G
EAD1H63 | 74.54 | 5 | 87.58 | 1W MOULDED CONSUMER UNIT 63A 30mA RCD | G
EAD2/3 | 24.54 | 5 | 28.83 | 2-3W MOULDED CONSUMER UNIT 100A ISOLATOR | G
EAD2/3H63 | 78.15 | 5 | 91.83 | 2-3W MOULDED CONSUMER UNIT 63A 30mA RCD | G
EAD2/3H80 | 87.78 | 5 | 103.14 | 2-3W MOULDED CONSUMER UNIT 80A 30mA RCD | G
EAD2/3M63 | 80.56 | 5 | 94.66 | 2-3W MOULDED CONSUMER UNIT 63A 100mA RCD | G
EAD2/3M80 | 87.78 | 5 | 103.14 | 2-3W MOULDED CONSUMER UNIT 80A 100mA RCD | G
EAD20B | 6.84 | 12 | 8.04 | EAD 20A 6KA TYPE B SP MCB | G
EAD20BH30C | 69 | 1 |  | EAD 20A 6kA Type B SP 30mA RCBO | G
EAD20C | 6.84 | 12 | 8.04 | EAD 20A 6KA TYPE C SP MCB | G
EAD20CH30C | 69 | 1 |  | EAD 20A 6kA Type C SP 30mA RCBO | G
EAD25B | 6.84 | 12 | 8.04 | EAD 25A 6KA TYPE B SP MCB | G
EAD25BH30C | 69 | 1 |  | EAD 25A 6kA Type B SP 30mA RCBO | G
EAD25C | 6.84 | 12 | 8.04 | EAD 25A 6KA TYPE C SP MCB | G
EAD25CH30C | 69 | 1 |  | EAD 25A 6kA Type C SP 30mA RCBO | G
EAD32B | 6.84 | 12 | 8.04 | EAD 32A 6KA TYPE B SP MCB | G
EAD32BH30C | 69 | 1 |  | EAD 32A 6kA Type B SP 30mA RCBO | G
EAD32C | 6.84 | 12 | 8.04 | EAD 32A 6KA TYPE C SP MCB | G
EAD32CH30C | 69 | 1 |  | EAD 32A 6kA Type C SP 30mA RCBO | G
EAD4 | 29.05 | 5 | 34.13 | 4W MOULDED CONSUMER UNIT 100A ISOLATOR | G
EAD40B | 7.18 | 12 | 8.43 | EAD 40A 6KA TYPE B SP MCB | G
EAD40BH30C | 69 | 1 |  | EAD 40A 6kA Type B SP 30mA RCBO | G
EAD40C | 7.18 | 12 | 8.43 | EAD 40A 6KA TYPE C SP MCB | G
EAD40CH30C | 69 | 1 |  | EAD 40A 6kA Type C SP 30mA RCBO | G
EAD45BH30C | 69 | 1 |  | EAD 45A 6kA Type B SP 30mA RCBO | G
EAD45CH30C | 69 | 1 |  | EAD 45A 6kA Type C SP 30mA RCBO | G
EAD4H63 | 78.75 | 5 | 92.53 | 4W MOULDED CONSUMER UNIT 63A 30mA RCD | G
EAD4H80 | 84.77 | 5 | 99.6 | 4W MOULDED CONSUMER UNIT 80A 30mA RCD | G
EAD4M63 | 90.78 | 5 | 106.66 | 4W MOULDED CONSUMER UNIT 63A 100mA RCD | G
EAD4M80 | 90.78 | 5 | 106.66 | 4W MOULDED CONSUMER UNIT 80A 100mA RCD | G
EAD50B | 7.18 | 12 | 8.43 | EAD 50A 6KA TYPE B SP MCB | G
EAD50C | 7.18 | 12 | 8.43 | EAD 50A 6KA TYPE C SP MCB | G
EAD6 | 33.07 | 5 | 38.86 | 6W MOULDED CONSUMER UNIT 100A ISOLATOR | G
EAD63B | 7.61 | 12 | 8.95 | EAD 63A 6KA TYPE B SP MCB | G
EAD63C | 7.61 | 12 | 8.95 | EAD 63A 6KA TYPE C SP MCB | G
EAD6H63 | 85.12 | 5 | 100.02 | 6W MOULDED CONSUMER UNIT 63A 30mA RCD | G
EAD6H80 | 91.14 | 5 | 107.09 | 6W MOULDED CONSUMER UNIT 80A 30mA RCD | G
EAD6H80H632D | 224.54 | 5 | 263.83 | 6+2W VAR SPLIT DUAL RCD C UNIT 1x80A 1x63A | G
EAD6H80H802D | 232.94 | 5 | 273.71 | 6+2W VAR SPLIT DUAL RCD C UNIT 1x80A 1x80A | G
EAD6M63 | 88.84 | 5 | 104.39 | 6W MOULDED CONSUMER UNIT 63A 100mA RCD | G
EAD6M80 | 94.85 | 5 | 111.45 | 6W MOULDED CONSUMER UNIT 80A 100mA RCD | G
EAD8 | 36.87 | 5 | 43.32 | 8W MOULDED CONSUMER UNIT 100A ISOLATOR | G
EAD8H100 | 104.17 | 5 | 122.39 | 8W MOULDED CONSUMER UNIT 100A 30mA RCD | G
EAD8H63 | 92.1 | 5 | 108.23 | 8W MOULDED CONSUMER UNIT 63A 30mA RCD | G
EAD8H80 | 98.11 | 5 | 115.28 | 8W MOULDED CONSUMER UNIT 80A 30mA RCD | G
EAD8H80H63D | 203.35 | 5 | 238.95 | 8W VAR SPLIT DUAL RCD C UNIT 1x80A 1x63A | G
EAD8H80H80D | 214.16 | 5 | 251.64 | 8W VAR SPLIT DUAL RCD C UNIT 1x80A 1x80A | G
EAD8M100 | 104.17 | 5 | 122.39 | 8W MOULDED CONSUMER UNIT 100A 100mA RCD | G
EAD8M63 | 90.93 | 5 | 106.85 | 8W MOULDED CONSUMER UNIT 63A 100mA RCD | G
EAD8M80 | 96.95 | 5 | 113.91 | 8W MOULDED CONSUMER UNIT 80A 100mA RCD | G
EAM10 | 92.05 | 1 |  | Memshield 3 Type A Distribution Board 125A SPN 10W | H
EAM1002H | 158.82 | 1 |  | Eaton RCCB 100A 2P 30mA | G
EAM1002L | 143.21 | 1 |  | Eaton RCCB 100A 2P 300mA | G
EAM1002M | 151 | 1 |  | Eaton RCCB 100A 2P 100mA | G
EAM1002RH | 158.82 | 1 |  | EAM 100A 2 POLE RCCB 30mA REV POL | G
EAM1002RL | 143.21 | 1 |  | EAM 100A 2 POLE RCCB 300mA REV POL | G
EAM1002RM | 151 | 1 |  | EAM 100A 2 POLE RCCB 100mA REV POL | G
EAM1004H | 215.11 | 1 |  | Eaton RCCB 100A 4P 30mA | G
EAM1004L | 203.46 | 1 |  | Eaton RCCB 100A 4P 300mA | G
EAM1004LT | 403.44 | 1 |  | Eaton RCCB 100A 4P 300mA Trip Time Delay | G
EAM1004M | 214.82 | 1 |  | Eaton RCCB 100A 4P 100mA | G
EAM12M | 324.23 | 1 |  | Memshield 3 Type A Distribution Board Metered 125A SPN 12W Pulsed | H
EAM12MB | 364.57 | 1 |  | Memshield 3 Type A Distribution Board Metered 125A SPN 12W Modbus | H
EAM13 | 106.21 | 1 |  | Memshield 3 Type A Distribution Board 125A SPN 13W | H
EAM16 | 126.73 | 1 |  | Memshield 3 Type A Distribution Board 125A SPN 16W | H
EAM162H | 92.28 | 1 |  | Eaton RCCB 16A 2P 30mA | G
EAM162V | 113.94 | 1 |  | Eaton RCCB 16A 2P10mA | G
EAM252H | 90.83 | 1 |  | Eaton RCCB 25A 2P 30mA | G
EAM252L | 101.32 | 1 |  | Eaton RCCB 25A 2P 300mA | G
EAM252M | 86.34 | 1 |  | Eaton RCCB 25A 2P 100mA | G
EAM4 | 65.84 | 1 |  | Memshield 3 Type A Distribution Board 125A SPN 4W | H
EAM402H | 93.68 | 1 |  | Eaton RCCB 40A 2P 30mA | G
EAM402L | 101.32 | 1 |  | Eaton RCCB 40A 2P 300mA | G
EAM402M | 91.01 | 1 |  | Eaton RCCB 40A 2P 100mA | G
EAM404H | 130.77 | 1 |  | Eaton RCCB 40A 4P 30mA | G
EAM404L | 115.44 | 1 |  | Eaton RCCB 40A 4P 300mA | G
EAM404M | 118.39 | 1 |  | Eaton RCCB 40A 4P 100mA | G
EAM632H | 111.61 | 1 |  | Eaton RCCB 63A 2P 30mA | G
EAM632M | 106.04 | 1 |  | Eaton RCCB 63A 2P 100mA | G
EAM634H | 186.15 | 1 |  | Eaton RCCB 63A 4P 30mA | G
EAM634L | 169.88 | 1 |  | Eaton RCCB 63A 4P 300mA | G
EAM634M | 174.2 | 1 |  | Eaton RCCB 63A 4P 100mA | G
EAM7 | 81.43 | 1 |  | Memshield 3 Type A Distribution Board 125A SPN 7W | H
EAM802H | 129.03 | 1 |  | Eaton RCCB 80A 2P 30mA | G
EAM802L | 116.33 | 1 |  | Eaton RCCB 80A 2P 300mA | G
EAM802M | 122.66 | 1 |  | Eaton RCCB 80A 2P 100mA | G
EAM802RH | 129.03 | 1 |  | EAM 80A 2 POLE RCCB 30mA REV POL | G
EAM802RL | 116.33 | 1 |  | EAM 80A 2 POLE RCCB 300mA REV POL | G
EAM804H | 195.9 | 1 |  | Eaton RCCB 80A 4P 30mA | G
EAM804L | 181.23 | 1 |  | Eaton RCCB 80A 4P 300mA | G
EAM804M | 185.91 | 1 |  | Eaton RCCB 80A 4P 100mA | G
EAM9M | 316.16 | 1 |  | Memshield 3 Type A Distribution Board Metered 125A SPN 9W Pulsed | H
EAM9MB | 356.5 | 1 |  | Memshield 3 Type A Distribution Board Metered 125A SPN 9W Modbus | H
EAMBT1002 | 17.28 | 1 |  | Memshield 3 Type A Incomer Kit 125A SPN Direct Connection | H
EAMCK | 39.01 | 1 |  | Memshield 3 Type A Interconnection Kit | H
EAME11 | 23.55 | 1 |  | Memshield 3 Clean Earth Type A 11W | H
EAME5 | 20.17 | 1 |  | Memshield 3 Clean Earth Type A 5W | H
EAMMP65 | 254.27 | 1 |  | Memshield 3 Type A Meterpack 125A SPN | H
EAMP10 | 69.14 | 1 |  | Memshield 3 Type A Pan Assembly 125A 10W | H
EAMP13 | 86.83 | 1 |  | Memshield 3 Type A Pan Assembly 125A 13W | H
EAMP16 | 90.91 | 1 |  | Memshield 3 Type A Pan Assembly 125A 16W | H
EAMP4 | 65.14 | 1 |  | Memshield 3 Type A Pan Assembly 125A 4W | H
EAMP7 | 67.28 | 1 |  | Memshield 3 Type A Pan Assembly 125A 7W | H
EAMS100HE | 161.44 | 1 |  | Memshield 3 Type A Incomer 100A 2P 30mA RCCB | H
EAMS100LE | 161.44 | 1 |  | Memshield 3 Type A Incomer 100A 2P 300mA RCCB | H
EAMS100ME | 161.44 | 1 |  | Memshield 3 Type A Incomer 100A 2P 100mA RCCB | H
EAMS1251N | 21.53 | 1 |  | Memshield 3 Type A Incomer 125A SPSN Switch Disconnector | H
EAMSL66M | 369.29 | 1 |  | Memshield 3 Type A Distribution Board Split Metered 125A SPN 6+6W Pulsed | H
EAMSL66MB | 422.11 | 1 |  | Memshield 3 Type A Distribution Board Split Metered 125A SPN 6+6W Modbus | H
EAMSL93M | 368.61 | 1 |  | Memshield 3 Type A Distribution Board Split Metered 125A SPN 9+3W Pulsed | H
EAMSL93MB | 422.59 | 1 |  | Memshield 3 Type A Distribution Board Split Metered 125A SPN 9+3W Modbus | H
EAS10 | 61.55 | 5 | 72.32 | 10W METAL CONSUMER UNIT 100A ISOLATOR | G
EAS10DD | 137.47 | 5 | 161.53 | 10W DUAL TARIFF METAL CONSUMER UNIT 2x100A ISOLATOR | G
EAS10DDF | 155.76 | 5 | 183.01 | 10W DUAL TARIFF METAL CONSUMER UNIT 2x100A ISOLATOR FLUSH | G
EAS10DDFL | 162.18 | 5 | 190.57 | 10W DUAL TARIFF METAL C UNIT 2x100A ISOLATOR FLUSH LOCKABLE | G
EAS10DDL | 143.9 | 5 | 169.08 | 10W DUAL TARIFF METAL CONSUMER UNIT 2x100A ISOL LOCKABLE | G
EAS10F | 72.84 | 5 | 85.58 | 10W METAL CONSUMER UNIT 100A ISOLATOR FLUSH | G
EAS10FL | 87.2 | 5 | 102.47 | 10W METAL CONSUMER UNIT 100A ISOLATOR FLUSH LOCKABLE | G
EAS10H100 | 157.92 | 5 | 185.55 | 10W METAL CONSUMER UNIT 100A 30mA RCD | G
EAS10H100F | 177.04 | 5 | 208.02 | 10W METAL CONSUMER UNIT 100A 30mA RCD FLUSH | G
EAS10H100FL | 183.48 | 5 | 215.59 | 10W METAL CONSUMER UNIT 100A 30mA RCD FLUSH LOCKABLE | G
EAS10H100L | 164.36 | 5 | 193.12 | 10W METAL CONSUMER UNIT 100A 30mA RCD LOCKABLE | G
EAS10H63D | 186.27 | 5 | 218.86 | 10W SPLIT LOAD METAL CONSUMER UNIT 63A 30mA RCD | G
EAS10H63DF | 204.02 | 5 | 239.73 | 10W SPLIT LOAD METAL CONSUMER UNIT 63A 30mA RCD FLUSH | G
EAS10H63DFL | 210.46 | 5 | 247.3 | 10W SPLIT LOAD METAL CONSUMER UNIT 63A 30mA RCD FL LOCKABLE | G
EAS10H63DL | 192.69 | 5 | 226.41 | 10W SPLIT LOAD METAL CONSUMER UNIT 63A 30mA RCD LOCKABLE | G
EAS10H80D | 192.69 | 5 | 226.41 | 10W SPLIT LOAD METAL CONSUMER UNIT 80A 30mA RCD | G
EAS10H80DF | 211.75 | 5 | 248.8 | 10W SPLIT LOAD METAL CONSUMER UNIT 80A 30mA RCD FLUSH | G
EAS10H80DFL | 218.19 | 5 | 256.37 | 10W SPLIT LOAD METAL CONSUMER UNIT 80A 30mA RCD FL LOCKABLE | G
EAS10H80DL | 199.13 | 5 | 233.98 | 10W SPLIT LOAD METAL CONSUMER UNIT 80A 30mA RCD LOCKABLE | G
EAS10L | 75.23 | 5 | 88.4 | 10W METAL CONSUMER UNIT 100A ISOLATOR LOCKABLE | G
EAS12 | 73.01 | 5 | 85.79 | 12W METAL CONSUMER UNIT 100A ISOLATOR | G
EAS12F | 88.1 | 5 | 103.52 | 12W METAL CONSUMER UNIT 100A ISOLATOR FLUSH | G
EAS12FL | 103.98 | 5 | 122.18 | 12W METAL CONSUMER UNIT 100A ISOLATOR FLUSH LOCKABLE | G
EAS12H100 | 187.2 | 5 | 219.96 | 12W METAL CONSUMER UNIT 100A 30mA RCD | G
EAS12H100F | 218.07 | 5 | 256.24 | 12W METAL CONSUMER UNIT 100A 30mA RCD FLUSH | G
EAS12H100FL | 216.13 | 5 | 253.95 | 12W METAL CONSUMER UNIT 100A 30mA RCD FLUSH LOCKABLE | G
EAS12H100L | 193.64 | 5 | 227.53 | 12W METAL CONSUMER UNIT 100A 30A RCD LOCKABLE | G
EAS12L | 83.74 | 5 | 98.39 | 12W METAL CONSUMER UNIT 100A ISOLATOR LOCKABLE | G
EAS14H63H63D | 287.04 | 5 | 337.27 | 14W SPLIT DUAL RCD CONSUMER UNIT 1x63A 1x63A | G
EAS14H63H63DF | 308.92 | 5 | 362.99 | 14W SPLIT DUAL RCD CONSUMER UNIT 1x63A 1x63A FLUSH | G
EAS14H63H63DFL | 315.36 | 5 | 370.55 | 14W SPLIT DUAL RCD CONSUMER UNIT 1x63A 1x63A FLUSH LOCKABLE | G
EAS14H63H63DL | 293.49 | 5 | 344.85 | 14W SPLIT DUAL RCD CONSUMER UNIT 1x63A 1x63A LOCKABLE | G
EAS14H80H63D | 299.92 | 5 | 352.41 | 14W SPLIT DUAL RCD CONSUMER UNIT 1x80A 1x63A | G
EAS14H80H63DF | 321.79 | 5 | 378.11 | 14W SPLIT DUAL RCD CONSUMER UNIT 1x80A 1x63A FLUSH | G
EAS14H80H63DFL | 328.23 | 5 | 385.68 | 14W SPLIT DUAL RCD CONSUMER UNIT 1x80A 1x63A FLUSH LOCKABLE | G
EAS14H80H63DL | 306.36 | 5 | 359.97 | 14W SPLIT DUAL RCD CONSUMER UNIT 1x80A 1x63A LOCKABLE | G
EAS14H80H80D | 312.79 | 5 | 367.53 | 14W SPLIT DUAL RCD CONSUMER UNIT 1x80A 1x80A | G
EAS14H80H80DF | 334.67 | 5 | 393.24 | 14W SPLIT DUAL RCD CONSUMER UNIT 1x80A 1x80A FLUSH | G
EAS14H80H80DFL | 341.11 | 5 | 400.81 | 14W SPLIT DUAL RCD CONSUMER UNIT 1x80A 1x80A FLUSH LOCKABLE | G
EAS14H80H80DL | 319.23 | 5 | 375.1 | 14W SPLIT DUAL RCD CONSUMER UNIT 1x80A 1x80A LOCKABLE | G
EAS16DD | 162.7 | 5 | 191.18 | 16W DUAL TARIFF METAL CONSUMER UNIT 2x100A ISOLATOR | G
EAS16DDF | 180.86 | 5 | 212.51 | 16W DUAL TARIFF METAL CONSUMER UNIT 2x100A ISOLATOR FLUSH | G
EAS16DDFL | 187.29 | 5 | 220.06 | 16W DUAL TARIFF METAL C UNIT 2x100A ISOLATOR FLUSH LOCKABLE | G
EAS16DDL | 169.14 | 5 | 198.74 | 16W DUAL TARIFF METAL CONSUMER UNIT 2x100A ISOL LOCKABLE | G
EAS16H80D | 252.61 | 5 | 296.82 | 16W SPLIT LOAD METAL CONSUMER UNIT 80A 30mA RCD | G
EAS16H80DF | 270.63 | 5 | 317.99 | 16W SPLIT LOAD METAL CONSUMER UNIT 80A 30mA RCD FLUSH | G
EAS16H80DFL | 277.07 | 5 | 325.55 | 16W SPLIT LOAD METAL CONSUMER UNIT 80A 30mA RCD FL LOCKABLE | G
EAS16H80DL | 259.04 | 5 | 304.37 | 16W SPLIT LOAD METAL CONSUMER UNIT 80A 30mA RCD LOCKABLE | G
EAS18 | 98.58 | 5 | 115.83 | 18W METAL CONSUMER UNIT 100A ISOLATOR | G
EAS18F | 120.2 | 5 | 141.23 | 18W METAL CONSUMER UNIT 100A ISOLATOR FLUSH | G
EAS18FL | 126.64 | 5 | 148.8 | 18W METAL CONSUMER UNIT 100A ISOLATOR FLUSH LOCKABLE | G
EAS18H100 | 227.22 | 5 | 266.98 | 18W METAL CONSUMER UNIT 100A 30mA RCD | G
EAS18H100F | 250.64 | 5 | 294.5 | 18W METAL CONSUMER UNIT 100A 30mA RCD FLUSH | G
EAS18H100FL | 257.08 | 5 | 302.07 | 18W METAL CONSUMER UNIT 100A 30mA RCD FLUSH LOCKABLE | G
EAS18H100L | 233.66 | 5 | 274.55 | 18W METAL CONSUMER UNIT 100A 30mA RCD LOCKABLE | G
EAS18L | 115.51 | 5 | 135.72 | 18W METAL CONSUMER UNIT 100A ISOLATOR LOCKABLE | G
EAS2 | 47.71 | 5 | 56.06 | 2W METAL CONSUMER UNIT 63A ISOLATOR | G
EAS22H80H63D | 319.23 | 5 | 375.1 | 22W SPLIT LOAD DUAL RCD CONSUMER UNIT 1x80A 1x63A | G
EAS22H80H63DF | 341.11 | 5 | 400.81 | 22W SPLIT LOAD DUAL RCD CONSUMER UNIT 1x80A 1x63A FLUSH | G
EAS22H80H63DFL | 347.54 | 5 | 408.37 | 22W SPLIT LOAD DUAL RCD C UNIT 1x80A 1x63A FLUSH LOCKABLE | G
EAS22H80H63DL | 325.66 | 5 | 382.65 | 22W SPLIT LOAD DUAL RCD CONSUMER UNIT 1x80A 1x63A LOCKABLE | G
EAS22H80H80D | 306.36 | 5 | 359.97 | 22W SPLIT LOAD DUAL RCD CONSUMER UNIT 1x80A 1x80A | G
EAS22H80H80DF | 328.23 | 5 | 385.68 | 22W SPLIT LOAD DUAL RCD CONSUMER UNIT 1x80A 1x80A FLUSH | G
EAS22H80H80DFL | 334.67 | 5 | 393.24 | 22W SPLIT LOAD DUAL RCD C UNIT 1x80A 1x80A FLUSH LOCKABLE | G
EAS22H80H80DL | 312.79 | 5 | 367.53 | 22W SPLIT LOAD DUAL RCD CONSUMER UNIT 1x80A 1x80A LOCKABLE | G
EAS24H80D | 224.62 | 5 | 263.93 | 24W SPLIT LOAD 100A ISOL CONTROLED 80A 30mA RCD | G
EAS24H80DF | 245.21 | 5 | 288.13 | 24W SPLIT LOAD 100A ISOL CONTROLED 80A 30mA RCD FLUSH | G
EAS24H80DFL | 251.65 | 5 | 295.7 | 24W SPLIT LOAD 100A ISOL CONTROLED 80A 30mA RCD FL LOCKABLE | G
EAS24H80DL | 231.06 | 5 | 271.49 | 24W SPLIT LOAD 100A ISOL CONTROLED 80A 30mA RCD LOCKABLE | G
EAS26 | 129.06 | 5 | 151.65 | 26W METAL CONSUMER UNIT 100A ISOLATOR 2 RAIL | G
EAS26F | 138.38 | 5 | 162.6 | 26W METAL CONSUMER UNIT 100A ISOLATOR 2 RAIL FLUSH | G
EAS26FL | 159.3 | 5 | 187.17 | 26W METAL CONSUMER UNIT 100A ISOLATOR 2 RAIL FLUSH LOCKABLE | G
EAS26L | 149.11 | 5 | 175.2 | 26W METAL CONSUMER UNIT 100A ISOLATOR 2 RAIL LOCKABLE | G
EAS2F | 61.17 | 5 | 71.88 | 2W METAL CONSUMER UNIT 63A ISOLATOR FLUSH | G
EAS2FL | 68.25 | 5 | 80.2 | 2W METAL CONSUMER UNIT 63A ISOLATOR FLUSH LOCKABLE | G
EAS2H40 | 119 | 5 | 139.83 | 2W METAL CONSUMER UNIT 40A 30mA RCD | G
EAS2H40F | 138.38 | 5 | 162.6 | 2W METAL CONSUMER UNIT 40A 30mA RCD FLUSH | G
EAS2H40FL | 144.81 | 5 | 170.15 | 2W METAL CONSUMER UNIT 40A 30mA RCD FLUSH LOCKABLE | G
EAS2H40L | 125.44 | 5 | 147.4 | 2W METAL CONSUMER UNIT 40A 30mA RCD LOCKABLE | G
EAS2H63 | 128.01 | 5 | 150.41 | 2W METAL CONSUMER UNIT 63A 30mA RCD | G
EAS2H63F | 147.4 | 5 | 173.19 | 2W METAL CONSUMER UNIT 63A 30mA RCD FLUSH | G
EAS2H63FL | 153.82 | 5 | 180.75 | 2W METAL CONSUMER UNIT 63A 30mA RCD FLUSH LOCKABLE | G
EAS2H63L | 134.45 | 5 | 157.98 | 2W METAL CONSUMER UNIT 63A 30mA RCD LOCKABLE | G
EAS2L | 58.62 | 5 | 68.87 | 2W METAL CONSUMER UNIT 63A ISOLATOR LOCKABLE | G
EAS34H80H63D | 325.66 | 5 | 382.65 | 34W SPLIT LOAD DUAL RCD CONSUMER UNIT 1x80A 1x63A | G
EAS34H80H63DF | 347.54 | 5 | 408.37 | 34W SPLIT LOAD DUAL RCD CONSUMER UNIT 1x80A 1x63A FLUSH | G
EAS34H80H63DFL | 353.98 | 5 | 415.93 | 34W SPLIT LOAD DUAL RCD C UNIT 1x80A 1x63A FLUSH LOCKABLE | G
EAS34H80H63DL | 332.1 | 5 | 390.22 | 34W SPLIT LOAD DUAL RCD CONSUMER UNIT 1x80A 1x63A LOCKABLE | G
EAS34H80H80D | 312.79 | 5 | 367.53 | 34W SPLIT LOAD DUAL RCD CONSUMER UNIT 1x80A 1x80A | G
EAS34H80H80DF | 334.67 | 5 | 393.24 | 34W SPLIT LOAD DUAL RCD CONSUMER UNIT 1x80A 1x80A FLUSH | G
EAS34H80H80DFL | 341.11 | 5 | 400.81 | 34W SPLIT LOAD DUAL RCD C UNIT 1x80A 1x80A FLUSH LOCKABLE | G
EAS34H80H80DL | 319.23 | 5 | 375.1 | 34W SPLIT LOAD DUAL RCD CONSUMER UNIT 1x80A 1x80A LOCKABLE | G
EAS36H80D | 236.15 | 5 | 277.48 | 36W SPLIT LOAD 100A ISOL CONTROLED 80A 30mA RCD | G
EAS36H80DF | 256.81 | 5 | 301.75 | 36W SPLIT LOAD 100A ISOL CONTROLED 80A 30mA RCD FLUSH | G
EAS36H80DFL | 263.24 | 5 | 309.3 | 36W SPLIT LOAD 100A ISOL CONTROLED 80A 30mA RCD FL LOCKABLE | G
EAS36H80DL | 242.58 | 5 | 285.03 | 36W SPLIT LOAD 100A ISOL CONTROLED 80A 30mA RCD LOCKABLE | G
EAS38 | 136.87 | 5 | 160.83 | 38W METAL CONSUMER UNIT 100A ISOLATOR 2 RAIL | G
EAS38F | 157.69 | 5 | 185.29 | 38W METAL CONSUMER UNIT 100A ISOLATOR 2 RAIL FLUSH | G
EAS38FL | 180.54 | 5 | 212.13 | 38W METAL CONSUMER UNIT 100A ISOLATOR 2 RAIL FLUSH LOCKABLE | G
EAS38L | 157.63 | 5 | 185.22 | 38W METAL CONSUMER UNIT 100A ISOLATOR 2 RAIL LOCKABLE | G
EAS6 | 53.15 | 5 | 62.46 | 6W METAL CONSUMER UNIT 100A ISOLATOR | G
EAS6F | 69.68 | 5 | 81.87 | 6W METAL CONSUMER UNIT 100A ISOLATOR FLUSH | G
EAS6FL | 83.72 | 5 | 98.37 | 6W METAL CONSUMER UNIT 100A ISOLATOR FLUSH LOCKABLE | G
EAS6H100 | 146.81 | 5 | 172.5 | 6W METAL CONSUMER UNIT 100A 30mA RCD | G
EAS6H100F | 169.84 | 5 | 199.57 | 6W METAL CONSUMER UNIT 100A 30mA RCD FLUSH | G
EAS6H100FL | 176.3 | 5 | 207.15 | 6W METAL CONSUMER UNIT 100A 30mA RCD FLUSH LOCKABLE | G
EAS6H100L | 153.26 | 5 | 180.08 | 6W METAL CONSUMER UNIT 100A 30mA RCD LOCKABLE | G
EAS6H63 | 130.08 | 5 | 152.84 | 6W METAL CONSUMER UNIT 63A 30mA RCD | G
EAS6H63F | 153.11 | 5 | 179.91 | 6W METAL CONSUMER UNIT 63A 30mA RCD FLUSH | G
EAS6H63FL | 159.55 | 5 | 187.47 | 6W METAL CONSUMER UNIT 63A 30mA RCD FLUSH LOCKABLE | G
EAS6H63L | 136.52 | 5 | 160.4 | 6W METAL CONSUMER UNIT 63A 30mA RCD LOCKABLE | G
EAS6H80 | 137.8 | 5 | 161.92 | 6W METAL CONSUMER UNIT 80A 30mA RCD | G
EAS6H80F | 160.84 | 5 | 188.99 | 6W METAL CONSUMER UNIT 80A 30mA RCD FLUSH | G
EAS6H80FL | 167.27 | 5 | 196.54 | 6W METAL CONSUMER UNIT 80A 30mA RCD FLUSH LOCKABLE | G
EAS6H80L | 144.23 | 5 | 169.48 | 6W METAL CONSUMER UNIT 80A 30mA RCD LOCKABLE | G
EAS6L | 65.95 | 5 | 77.5 | 6W METAL CONSUMER UNIT 100A ISOLATOR LOCKABLE | G
EAS8H63D | 181.11 | 5 | 212.81 | 8W SPLIT LOAD METAL CONSUMER UNIT 63A 30mA RCD | G
EAS8H63DF | 198.33 | 5 | 233.04 | 8W SPLIT LOAD METAL CONSUMER UNIT 63A 30mA RCD FLUSH | G
EAS8H63DFL | 204.78 | 5 | 240.61 | 8W SPLIT LOAD METAL CONSUMER UNIT 63A 30mA RCD FL LOCKABLE | G
EAS8H63DL | 187.54 | 5 | 220.36 | 8W SPLIT LOAD METAL CONSUMER UNIT 63A 30mA RCD LOCKABLE | G
EAS8H80D | 187.54 | 5 | 220.36 | 8W SPLIT LOAD METAL CONSUMER UNIT 80A 30mA RCD | G
EAS8H80DF | 204.78 | 5 | 240.61 | 8W SPLIT LOAD METAL CONSUMER UNIT 80A 30mA RCD FLUSH | G
EAS8H80DFL | 211.21 | 5 | 248.17 | 8W SPLIT LOAD METAL CONSUMER UNIT 80A 30mA RCD FL LOCKABLE | G
EAS8H80DL | 194.1 | 5 | 228.07 | 8W SPLIT LOAD METAL CONSUMER UNIT 80A 30mA RCD LOCKABLE | G
EASAD12 | 27.14 | 1 |  | EAS 12 MOD DOOR ASSY | G
EASAD12F | 33.02 | 1 |  | EAS 12 MOD FLUSH DOOR ASSY | G
EASAD12FL | 63.57 | 1 |  | EAS 12 MOD FLUSH LOCKABLE DOOR ASSY | G
EASAD12L | 58.24 | 1 |  | EAS 12 MOD LOCKABLE DOOR ASSY | G
EASAD14 | 27.3 | 1 |  | EAS 14 MOD DOOR ASSY | G
EASAD14F | 32.94 | 1 |  | EAS 14 MOD FLUSH DOOR ASSY | G
EASAD14FL | 63.68 | 1 |  | EAS 14 MOD FLUSH LOCKABLE DOOR ASSY | G
EASAD14L | 58.31 | 1 |  | EAS 14 MOD LOCKABLE DOOR ASSY | G
EASAD20 | 29.23 | 1 |  | EAS 20 MOD DOOR ASSY | G
EASAD20F | 35.54 | 1 |  | EAS 20 MOD FLUSH DOOR ASSY | G
EASAD20FL | 65.95 | 1 |  | EAS 20 MOD FLUSH LOCKABLE DOOR ASSY | G
EASAD20L | 60.33 | 1 |  | EAS 20 MOD LOCKABLE DOOR ASSY | G
EASAD28 | 41.52 | 1 |  | EAS 28 MOD DOOR ASSY | G
EASAD28F | 43.29 | 1 |  | EAS 28 MOD FLUSH DOOR ASSY | G
EASAD28FL | 107 | 1 |  | EAS 28 MOD FLUSH LOCKABLE DOOR ASSY | G
EASAD28L | 103.67 | 1 |  | EAS 28 MOD LOCKABLE DOOR ASSY | G
EASAD4 | 22.93 | 1 |  | EAS 4 MOD DOOR ASSY | G
EASAD40 | 45.54 | 1 |  | EAS 40 MOD DOOR ASSY | G
EASAD40F | 47.94 | 1 |  | EAS 40 MOD FLUSH DOOR ASSY | G
EASAD40FL | 111.27 | 1 |  | EAS 40 MOD FLUSH LOCKABLE DOOR ASSY | G
EASAD40L | 107.81 | 1 |  | EAS 40 MOD LOCKABLE DOOR ASSY | G
EASAD4F | 28.69 | 1 |  | EAS 4 MOD FLUSH DOOR ASSY | G
EASAD4FL | 59.49 | 1 |  | EAS 4 MOD FLUSH LOCKABLE DOOR ASSY | G
EASAD4L | 53.76 | 1 |  | EAS 4 MOD LOCKABLE DOOR ASSY | G
EASAD8 | 24.59 | 1 |  | EAS 8 MOD DOOR ASSY | G
EASAD8F | 30.73 | 1 |  | EAS 8 MOD FLUSH DOOR ASSY | G
EASAD8FL | 61.41 | 1 |  | EAS 8 MOD FLUSH LOCKABLE DOOR ASSY | G
EASAD8L | 55.52 | 1 |  | EAS 8 MOD LOCKABLE DOOR ASSY | G
EBK105SP | 28.7 | 1 |  | 200A GLAS PHASE CONTACT-SPARES | J
EBK110SP | 16.73 | 1 |  | 63A GLAS PHASE CONTACT-SPARES | J
EBK113SP | 58.78 | 1 |  | 400A GLAS PHASE CONTACT-SPARES | J
EBLB1 | 12.1 | 1 |  | Memshield 3 Spare Way Label Type B 12W | H
EBLB2 | 12.1 | 1 |  | Memshield 3 Spare Way Label Type B 18W | H
EBM121 | 270.3 | 1 |  | Memshield 3 Type B Distribution Board 125A TPN 12W | H
EBM121D | 396.87 | 1 |  | Memshield 3 Type B Distribution Board 125A SPSN 12W | H
EBM122 | 342.03 | 1 |  | Memshield 3 Type B Distribution Board 125A / 250A TPN 12W | H
EBM122H | 312.41 | 1 |  | Memshield 3 Type B Distribution Board 250A TPN 12W | H
EBM161 | 343.06 | 1 |  | Memshield 3 Type B Distribution Board 125A TPN 16W | H
EBM182 | 387.11 | 1 |  | Memshield 3 Type B Distribution Board 125A / 250A TPN 18W | H
EBM182H | 556.9 | 1 |  | Memshield 3 Type B Distribution Board 250A TPN 18W | H
EBM22H | 196.42 | 1 |  | Memshield 3 Type B Distribution Board 250A TPN 2W | H
EBM242 | 604.44 | 1 |  | Memshield 3 Type B Distribution Board 125A / 250A TPN 24W | H
EBM242H | 632.3 | 1 |  | Memshield 3 Type B Distribution Board 250A TPN 24W | H
EBM41 | 173.86 | 1 |  | Memshield 3 Type B Distribution Board 125A TPN 4W | H
EBM61 | 196.95 | 1 |  | Memshield 3 Type B Distribution Board 125A TPN 6W | H
EBM62H | 241.79 | 1 |  | Memshield 3 Type B Distribution Board 250A TPN 6W | H
EBM81 | 228.19 | 1 |  | Memshield 3 Type B Distribution Board 125A TPN 8W | H
EBM82H | 266.21 | 1 |  | Memshield 3 Type B Distribution Board 250A TPN 8W | H
EBMBT2503 | 53.81 | 1 |  | Memshield 3 Type B Incomer 250A TPN Direct Connection Lugs | H
EBMCC1253 | 665.55 | 1 |  | Memshield 3 Type B Incomer 125A TPN Contactor Incomer Kit | H
EBMCC2503 | 820.66 | 1 |  | Memshield 3 Type B Incomer 250A TPN Contactor Kit | H
EBMGP4 | 12.79 | 1 |  | Memshield 3 Gland Plate Type B | H
EBMMB160 | 417.06 | 1 |  | Memshield 3 Type B Incomer 160A MCCB TPN Kit | H
EBMMB200 | 430.5 | 1 |  | Memshield 3 Type B Incomer 200A MCCB TPN Kit | H
EBMMB250 | 443.97 | 1 |  | Memshield 3 Type B Incomer 250A MCCB TPN Kit | H
EBMMPCT250 | 800.47 | 1 |  | Memshield 3 Type B Meterpack 250A TPN Pulsed | H
EBMMPCT250M | 941.74 | 1 |  | Memshield 3 Type B Meterpack 250A TPN Modbus | H
EBMMPCT250MID | 968.65 | 1 |  | Memshield 3 Type B Meterpack 250A TPN MID | H
EBMMPDC120 | 782.36 | 1 |  | Memshield 3 Type B Meterpack 120A TPN Ofgem | H
EBMMPSL125 | 2021.1 | 1 |  | Memshield 3 Type B Double Meterpack 125A TPN Pulsed | H
EBMMPSL125M | 2239.88 | 1 |  | Memshield 3 Type B Double Meterpack 125A TPN Modbus | H
EBMMPSL250 | 2166 | 1 |  | Memshield 3 Type B Double Meterpack 250A TPN Pulsed | H
EBMMPSL250M | 2499.23 | 1 |  | Memshield 3 Type B Double Meterpack Type B 250A TPN Modbus | H
EBMNE8 | 31.77 | 1 |  | Memshield 3 High Integrity Earth Bar Type B | H
EBMP121 | 125.11 | 1 |  | Memshield 3 Type B Pan Assembly 125A 12W | H
EBMP122 | 130.5 | 1 |  | Memshield 3 Type B Pan Assembly 250A 12W | H
EBMP182 | 168.16 | 1 |  | Memshield 3 Type B Pan Assembly 250A 18W | H
EBMP242 | 181.62 | 1 |  | Memshield 3 Type B Pan Assembly 250A 24W | H
EBMP41 | 114.36 | 1 |  | Memshield 3 Type B Pan Assembly 125A 4W | H
EBMP61 | 117.04 | 1 |  | Memshield 3 Type B Pan Assembly 125A 6W | H
EBMP81 | 119.73 | 1 |  | Memshield 3 Type B Pan Assembly 125A 8W | H
EBMR100 | 206.71 | 1 |  | Memshield 3 Type B Incomer Kit 100A 100mA RCCB | H
EBMR30 | 214.14 | 1 |  | Memshield 3 Type B Incomer Kit 100A 30mA RCCB | H
EBMR300 | 216.69 | 1 |  | Memshield 3 Type B Incomer Kit 100A 300mA RCCB | H
EBMR300T | 372.58 | 1 |  | Memshield 3 Type B Incomer Kit 100A 300mA Time Delayed RCCB | H
EBMRIK100 | 39.7 | 1 |  | Memshield 3 Type B Incomer Kit 100A RCD | H
EBMS1251N | 65.88 | 1 |  | Memshield 3 Type B Incomer Kit 125A SPSN Switch Disconnector | H
EBMS1253 | 71.32 | 1 |  | Memshield 3 Type B Incomer 125A TP Switch Disconnector | H
EBMS1253N | 80.48 | 1 |  | Memshield 3 Type B Incomer 125A TPSN Switch Disconnector | H
EBMS25 | 29.6 | 1 |  | Memshield 3 Type B Incomer 250A Single Phase Link | H
EBMS2503 | 353.15 | 1 |  | Memshield 3 Type B Incomer 250A TP Switch Disconnector | H
EBMSL1082M | 2648.63 | 1 |  | Memshield 3 Type B Smart Metered Distribution Board TPN 10+8W Pulsed | H
EBMSL1082MB | 2777.68 | 1 |  | Memshield 3 Type B Smart Metered Distribution Board TPN 10+8W Modbus | H
EBMSL14102M | 2913.49 | 1 |  | Memshield 3 Type B Smart Metered Distribution Board TPN 14+10W Pulsed | H
EBMSL14102MB | 3049.32 | 1 |  | Memshield 3 Type B Smart Metered Distribution Board TPN 14+10W Modbus | H
EBMSL642M | 2376.98 | 1 |  | Memshield 3 Type B Smart Metered Distribution Board TPN 6+4W Pulsed | H
EBMSL642MB | 2506.01 | 1 |  | Memshield 3 Type B Smart Metered Distribution Board TPN 6+4W Modbus | H
EBMSL862M | 2512.81 | 1 |  | Memshield 3 Type B Smart Metered Distribution Board TPN 8+6W Pulsed | H
EBMSL862MB | 2641.85 | 1 |  | Memshield 3 Type B Smart Metered Distribution Board TPN 8+6W Modbus | H
EBMTK | 16.13 | 1 |  | Memshield 3 Cable Trunking Interface Kit Type B | H
EBMXDC15 | 100.51 | 1 |  | Memshield 3 15 Module Enclosure Unglazed Door | H
EBMXDC18 | 121.07 | 1 |  | Memshield 3 18 Module Enclosure Unglazed Door | H
EBMXDC30 | 168.16 | 1 |  | Memshield 3 2x15 Module Enclosure Unglazed Door | H
EBMXDC45 | 208.53 | 1 |  | Memshield 3 3x15 Module Enclosure Unglazed Door | H
EBMXDC6 | 64.58 | 1 |  | Memshield 3 6 Module Enclosure Unglazed Door | H
EBMXDC9 | 80.73 | 1 |  | Memshield 3 9 Module Enclosure Unglazed Door | H
EBMXDCG15 | 119.73 | 1 |  | Memshield 3 15 Module Enclosure Glazed Door | H
EBMXE15 | 25.55 | 1 |  | Memshield 3 Additional Earth Bar | H
EBMXPC1 | 65.92 | 1 |  | Memshield 3 Distribution Board 180mm Extension Box | H
EBMXPC2 | 72.66 | 1 |  | Memshield 3 Distribution Board 250mm Extension Box | H
EFPHB | 11.58 | 1 |  | PADLOCKABLE HANDLE BLOCK | H
EFPHBOFF | 11.58 | 1 |  | C-H OFF ONLY HASPLOCK | H
EFPHL | 16.71 | 1 |  | ON - OFF HASPLOCK | H
ELJBE4160W | 660.95 | 1 |  | EARTH LEAKAGE ACC FOR FJ 4P | H
ELJBE4250W | 671.36 | 1 |  | EARTH LEAKAGE ACC FOR FJ 4P | H
ELR1ADJ | 170.95 | 1 |  | ELR 30mA TO 5A INST TO 5s | H
ELR300F | 139.79 | 1 |  | ELR 300mA INST | H
ELR30F | 144.23 | 1 |  | ELR 30mA INST | H
ELRCT105 | 143.82 | 1 |  | ELR TRANSFORMER 105mm DIA | H
ELRCT115-305 | 1325.85 | 1 |  | ELR TRANSFORMER 115 X 305mm | H
ELRCT140 | 163.71 | 1 |  | ELR TRANSFORMER 140mm DIA | H
ELRCT150-350 | 1944.56 | 1 |  | ELR TRANSFORMER 150 X 350mm | H
ELRCT20 | 56.22 | 1 |  | ELR TRANSFORMER 20mm DIA | H
ELRCT200-500 | 2506.83 | 1 |  | ELR TRANSFORMER 200 X 500mm | H
ELRCT210 | 324.71 | 1 |  | ELR TRANSFORMER 210mm DIA | H
ELRCT30 | 70.43 | 1 |  | ELR TRANSFORMER 30mm DIA | H
ELRCT35 | 68.17 | 1 |  | ELR TRANSFORMER 35mm DIA | H
ELRCT70 | 75.14 | 1 |  | ELR TRANSFORMER 70mm DIA | H
ELRCT70-175 | 636.77 | 1 |  | ELR TRANSFORMER 70 X 175mm | H
EM3SSK1T2 | 212.57 | 1 |  | Enclosed surge protection kit for SPN boards - Type 2 | H
EM3SSK3T12 | 1022.47 | 1 |  | Enclosed surge protection kit for TPN boards - Type 1&2 | H
EM3SSK3T2 | 665.94 | 1 |  | Enclosed surge protection kit for TPN boards - Type 2 | H
EM96BP | 14.62 | 1 |  | DIN 96mm Meter Blanking Plate | H
EMABP | 3.97 | 1 |  | Memshield 3 MCB Blanking Module 9mm | H
EMBH101 | 18.16 | 12 | 21.33 | Eaton MCB 1A 10/15kA Trip Type B 1P | H
EMBH101N | 51.84 | 1 |  | Eaton MCB 1A 10/15kA Trip Type B 1P+N | H
EMBH102 | 17.35 | 12 | 20.39 | Eaton MCB 2A 10/15kA Trip Type B 1P | H
EMBH102N | 49.51 | 1 |  | Eaton MCB 2A 10/15kA Trip Type B 1P+N | H
EMBH104 | 16.39 | 12 | 19.25 | Eaton MCB 4A 10/15kA Trip Type B 1P | H
EMBH104N | 46.75 | 1 |  | Eaton MCB 4A 10/15kA Trip Type B 1P+N | H
EMBH106 | 15.02 | 12 | 17.65 | Eaton MCB 6A 10/15kA Trip Type B 1P | H
EMBH106N | 42.93 | 1 |  | Eaton MCB 6A 10/15kA Trip Type B 1P+N | H
EMBH106R100C | 87.58 | 1 |  | Eaton RCBO 6A 10kA Trip Type B 1P 100mA | H
EMBH106R10C | 87.58 | 1 |  | Eaton RCBO 6A 10kA Trip Type B 1P 10mA | H
EMBH106R30C | 87.58 | 1 |  | Eaton RCBO 6A 10kA Trip Type B 1P 30mA | H
EMBH108 | 14.33 | 12 | 16.84 | Eaton MCB 8A 10/15kA Trip Type B 1P | H
EMBH108N | 40.83 | 1 |  | Eaton MCB 8A 10/15kA Trip Type B 1P+N | H
EMBH110 | 14.33 | 12 | 16.84 | Eaton MCB 10A 10/15kA Trip Type B 1P | H
EMBH110N | 40.83 | 1 |  | Eaton MCB 10A 10/15kA Trip Type B 1P+N | H
EMBH110R100C | 87.58 | 1 |  | Eaton RCBO 10A 10kA Trip Type B 1P 100mA | H
EMBH110R10C | 87.58 | 1 |  | Eaton RCBO 10A 10kA Trip Type B 1P 10mA | H
EMBH110R30C | 87.58 | 1 |  | Eaton RCBO 10A 10kA Trip Type B 1P 30mA | H
EMBH113 | 14.33 | 12 | 16.84 | Eaton MCB 13A 10/15kA Trip Type B 1P | H
EMBH113N | 40.83 | 1 |  | Eaton MCB 13A 10/15kA Trip Type B 1P+N | H
EMBH116 | 14.33 | 12 | 16.84 | Eaton MCB 16A 10/15kA Trip Type B 1P | H
EMBH116N | 40.83 | 1 |  | Eaton MCB 16A 10/15kA Trip Type B 1P+N | H
EMBH116R100C | 87.58 | 1 |  | Eaton RCBO 16A 10kA Trip Type B 1P 100mA | H
EMBH116R10C | 87.58 | 1 |  | Eaton RCBO 16A 10kA Trip Type B 1P 10mA | H
EMBH116R30C | 87.58 | 1 |  | Eaton RCBO 16A 10kA Trip Type B 1P 30mA | H
EMBH120 | 14.33 | 12 | 16.84 | Eaton MCB 20A 10/15kA Trip Type B 1P | H
EMBH120N | 40.83 | 1 |  | Eaton MCB 20A 10/15kA Trip Type B 1P+N | H
EMBH120R100C | 87.58 | 1 |  | Eaton RCBO 20A 10kA Trip Type B 1P 100mA | H
EMBH120R10C | 87.58 | 1 |  | Eaton RCBO 20A 10kA Trip Type B 1P 10mA | H
EMBH120R30C | 87.58 | 1 |  | Eaton RCBO 20A 10kA Trip Type B 1P 30mA | H
EMBH125 | 14.33 | 12 | 16.84 | Eaton MCB 25A 10/15kA Trip Type B 1P | H
EMBH125N | 40.83 | 1 |  | Eaton MCB 25A 10/15kA Trip Type B 1P+N | H
EMBH132 | 14.33 | 12 | 16.84 | Eaton MCB 32A 10/15kA Trip Type B 1P | H
EMBH132N | 40.83 | 1 |  | Eaton MCB 32A 10/15kA Trip Type B 1P+N | H
EMBH132R100C | 87.58 | 1 |  | Eaton RCBO 32A 10kA Trip Type B 1P 100mA | H
EMBH132R10C | 87.58 | 1 |  | Eaton RCBO 32A 10kA Trip Type B 1P 10mA | H
EMBH132R30C | 87.58 | 1 |  | Eaton RCBO 32A 10kA Trip Type B 1P 30mA | H
EMBH140 | 15.62 | 12 | 18.35 | Eaton MCB 40A 10/15kA Trip Type B 1P | H
EMBH140N | 44.59 | 1 |  | Eaton MCB 40A 10/15kA Trip Type B 1P+N | H
EMBH140R30C | 87.58 | 1 |  | Eaton RCBO 40A 10kA Trip Type B SP 30mA | H
EMBH145R30C | 87.58 | 1 |  | Eaton RCBO 45A 10kA Trip Type B SP 30mA | H
EMBH150 | 15.62 | 12 | 18.35 | Eaton MCB 50A 10/15kA Trip Type B 1P | H
EMBH150N | 44.59 | 1 |  | Eaton MCB 50A 10/15kA Trip Type B 1P+N | H
EMBH163 | 16.92 | 12 | 19.87 | Eaton MCB 63A 10/15kA Trip Type B 1P | H
EMBH163N | 46.75 | 1 |  | Eaton MCB 63A 10/15kA Trip Type B 1P+N | H
EMBH201 | 51.84 | 6 | 60.92 | Eaton MCB 1A 10/15kA Trip Type B 2P | H
EMBH202 | 49.51 | 6 | 58.17 | Eaton MCB 2A 10/15kA Trip Type B 2P | H
EMBH204 | 46.75 | 6 | 54.92 | Eaton MCB 4A 10/15kA Trip Type B 2P | H
EMBH206 | 42.93 | 6 | 50.44 | Eaton MCB 6A 10/15kA Trip Type B 2P | H
EMBH208 | 40.83 | 6 | 47.97 | Eaton MCB 8A 10/15kA Trip Type B 2P | H
EMBH210 | 40.83 | 6 | 47.97 | Eaton MCB 10A 10/15kA Trip Type B 2P | H
EMBH213 | 40.83 | 6 | 47.97 | Eaton MCB 13A 10/15kA Trip Type B 2P | H
EMBH216 | 40.83 | 6 | 47.97 | Eaton MCB 16A 10/15kA Trip Type B 2P | H
EMBH220 | 40.83 | 6 | 47.97 | Eaton MCB 20A 10/15kA Trip Type B 2P | H
EMBH225 | 40.83 | 6 | 47.97 | Eaton MCB 25A 10/15kA Trip Type B 2P | H
EMBH232 | 40.83 | 6 | 47.97 | Eaton MCB 32A 10/15kA Trip Type B 2P | H
EMBH240 | 44.59 | 6 | 52.38 | Eaton MCB 40A 10/15kA Trip Type B 2P | H
EMBH250 | 44.59 | 6 | 52.38 | Eaton MCB 50A 10/15kA Trip Type B 2P | H
EMBH263 | 48.33 | 6 | 56.8 | Eaton MCB 63A 10/15kA Trip Type B 2P | H
EMBH301 | 76.88 | 4 | 90.33 | Eaton MCB 1A 10/15kA Trip Type B 3P | H
EMBH302 | 73.36 | 4 | 86.19 | Eaton MCB 2A 10/15kA Trip Type B 3P | H
EMBH304 | 69.26 | 4 | 81.39 | Eaton MCB 4A 10/15kA Trip Type B 3P | H
EMBH306 | 63.53 | 4 | 74.65 | Eaton MCB 6A 10/15kA Trip Type B 3P | H
EMBH308 | 60.89 | 4 | 71.55 | Eaton MCB 8A 10/15kA Trip Type B 3P | H
EMBH310 | 60.89 | 4 | 71.55 | Eaton MCB 10A 10/15kA Trip Type B 3P | H
EMBH313 | 60.89 | 4 | 71.55 | Eaton MCB 13A 10/15kA Trip Type B 3P | H
EMBH316 | 60.89 | 4 | 71.55 | Eaton MCB 16A 10/15kA Trip Type B 3P | H
EMBH320 | 60.89 | 4 | 71.55 | Eaton MCB 20A 10/15kA Trip Type B 3P | H
EMBH325 | 60.89 | 4 | 71.55 | Eaton MCB 25A 10/15kA Trip Type B 3P | H
EMBH332 | 60.89 | 4 | 71.55 | Eaton MCB 32A 10/15kA Trip Type B 3P | H
EMBH340 | 66.18 | 4 | 77.76 | Eaton MCB 40A 10/15kA Trip Type B 3P | H
EMBH350 | 66.18 | 4 | 77.76 | Eaton MCB 50A 10/15kA Trip Type B 3P | H
EMBH363 | 73.36 | 4 | 86.19 | Eaton MCB 63A 10/15kA Trip Type B 3P | H
EMBH401 | 121 | 3 | 142.17 | Eaton MCB 1A 10/15kA Trip Type B 4P | H
EMBH402 | 115.46 | 3 | 135.67 | Eaton MCB 2A 10/15kA Trip Type B 4P | H
EMBH404 | 109.04 | 3 | 128.12 | Eaton MCB 4A 10/15kA Trip Type B 4P | H
EMBH406 | 100.04 | 3 | 117.54 | Eaton MCB 6A 10/15kA Trip Type B 4P | H
EMBH408 | 94.22 | 3 | 110.71 | Eaton MCB 8A 10/15kA Trip Type B 4P | H
EMBH410 | 94.22 | 3 | 110.71 | Eaton MCB 10A 10/15kA Trip Type B 4P | H
EMBH413 | 94.22 | 3 | 110.71 | Eaton MCB 13A 10/15kA Trip Type B 4P | H
EMBH416 | 94.22 | 3 | 110.71 | Eaton MCB 16A 10/15kA Trip Type B 4P | H
EMBH420 | 94.22 | 3 | 110.71 | Eaton MCB 20A 10/15kA Trip Type B 4P | H
EMBH425 | 94.22 | 3 | 110.71 | Eaton MCB 25A 10/15kA Trip Type B 4P | H
EMBH432 | 94.22 | 3 | 110.71 | Eaton MCB 32A 10/15kA Trip Type B 4P | H
EMBH440 | 103.99 | 3 | 122.2 | Eaton MCB 40A 10/15kA Trip Type B 4P | H
EMBH450 | 103.99 | 3 | 122.2 | Eaton MCB 50A 10/15kA Trip Type B 4P | H
EMBH463 | 115.46 | 3 | 135.67 | Eaton MCB 63A 10/15kA Trip Type B 4P | H
EMBP | 1.61 | 12 | 1.9 | Memshield 3 MCB Blanking Module 18mm | H
EMBPH | 3.36 | 1 |  | Memshield 3 MCB Blanking Module 27mm | H
EMBS1100 | 62.71 | 1 |  | Eaton MCB 100A 20KA Trip Type B 1P 27mm | H
EMBS1125 | 62.71 | 1 |  | Eaton MCB 125A 15KA Trip Type B 1P 27mm | H
EMBS120 | 62.71 | 1 |  | EATON MCB 20A 25KA TYPE B SP | H
EMBS132 | 62.71 | 1 |  | EATON MCB 32A 25KA TYPE B SP | H
EMBS140 | 62.71 | 1 |  | EATON MCB 40A 25KA TYPE B SP | H
EMBS150 | 62.71 | 1 |  | EATON MCB 50A 25KA TYPE B SP | H
EMBS163 | 62.71 | 1 |  | Eaton MCB 63A 25KA Trip Type B 1P 27mm | H
EMBS180 | 62.71 | 1 |  | Eaton MCB 80A 20KA Trip Type B 1P 27mm | H
EMBS3100 | 117.6 | 1 |  | Eaton MCB 100A 20KA Trip Type B TP 27mm | H
EMBS3125 | 117.6 | 1 |  | Eaton MCB 125A 15KA Trip Type B TP 27mm | H
EMBS320 | 117.6 | 1 |  | EATON MCB 20A 25KA TYPE B TP | H
EMBS332 | 117.6 | 1 |  | EATON MCB 32A 25KA TYPE B TP | H
EMBS340 | 117.6 | 1 |  | EATON MCB 40A 25KA TYPE B TP | H
EMBS350 | 117.6 | 1 |  | EATON MCB 50A 25KA TYPE B TP | H
EMBS363 | 117.6 | 1 |  | Eaton MCB 63A 25KA Trip Type B TP 27mm | H
EMBS380 | 117.6 | 1 |  | Eaton MCB 80A 20KA Trip Type B TP 27mm | H
EMCH101 | 18.16 | 12 | 21.33 | Eaton MCB 1A 10/15kA Trip Type C 1P | H
EMCH101N | 51.84 | 1 |  | Eaton MCB 1A 10/15kA Trip Type C 1P+N | H
EMCH102 | 17.35 | 12 | 20.39 | Eaton MCB 2A 10/15kA Trip Type C 1P | H
EMCH102N | 49.51 | 1 |  | Eaton MCB 2A 10/15kA Trip Type C 1P+N | H
EMCH104 | 16.39 | 12 | 19.25 | Eaton MCB 4A 10/15kA Trip Type C 1P | H
EMCH104N | 46.75 | 1 |  | Eaton MCB 4A 10/15kA Trip Type C 1P+N | H
EMCH106 | 15.02 | 12 | 17.65 | Eaton MCB 6A 10/15kA Trip Type C 1P | H
EMCH106N | 42.93 | 1 |  | Eaton MCB 6A 10/15kA Trip Type C 1P+N | H
EMCH106R100C | 87.58 | 1 |  | Eaton RCBO 6A 10kA Trip Type C 1P 100mA | H
EMCH106R10C | 87.58 | 1 |  | Eaton RCBO 6A 10kA Trip Type C 1P 10mA | H
EMCH106R30C | 83.42 | 1 |  | Eaton RCBO 6A 10kA Trip Type C 1P 30mA | H
EMCH108 | 14.33 | 12 | 16.84 | Eaton MCB 8A 10/15kA Trip Type C 1P | H
EMCH108N | 40.83 | 1 |  | Eaton MCB 8A 10/15kA Trip Type C 1P+N | H
EMCH110 | 14.33 | 12 | 16.84 | Eaton MCB 10A 10/15kA Trip Type C 1P | H
EMCH110N | 40.83 | 1 |  | Eaton MCB 10A 10/15kA Trip Type C 1P+N | H
EMCH110R100C | 87.58 | 1 |  | Eaton RCBO 10A 10kA Trip Type C 1P 100mA | H
EMCH110R10C | 87.58 | 1 |  | Eaton RCBO 10A 10kA Trip Type C 1P 10mA | H
EMCH110R30C | 83.42 | 1 |  | Eaton RCBO 10A 10kA Trip Type C 1P 30mA | H
EMCH113 | 14.33 | 12 | 16.84 | Eaton MCB 13A 10/15kA Trip Type C 1P | H
EMCH113N | 40.83 | 1 |  | Eaton MCB 13A 10/15kA Trip Type C 1P+N | H
EMCH116 | 14.33 | 12 | 16.84 | Eaton MCB 16A 10/15kA Trip Type C 1P | H
EMCH116N | 40.83 | 1 |  | Eaton MCB 16A 10/15kA Trip Type C 1P+N | H
EMCH116R100C | 87.58 | 1 |  | Eaton RCBO 16A 10kA Trip Type C 1P 100mA | H
EMCH116R10C | 87.58 | 1 |  | Eaton RCBO 16A 10kA Trip Type C 1P 10mA | H
EMCH116R30C | 83.42 | 1 |  | Eaton RCBO 16A 10kA Trip Type C 1P 30mA | H
EMCH120 | 14.33 | 12 | 16.84 | Eaton MCB 20A 10/15kA Trip Type C 1P | H
EMCH120N | 40.83 | 1 |  | Eaton MCB 20A 10/15kA Trip Type C 1P+N | H
EMCH120R100C | 87.58 | 1 |  | Eaton RCBO 20A 10kA Trip Type C 1P 100mA | H
EMCH120R10C | 87.58 | 1 |  | Eaton RCBO 20A 10kA Trip Type C 1P 10mA | H
EMCH120R30C | 83.42 | 1 |  | Eaton RCBO 20A 10kA Trip Type C 1P 30mA | H
EMCH125 | 14.33 | 12 | 16.84 | Eaton MCB 25A 10/15kA Trip Type C 1P | H
EMCH125N | 40.83 | 1 |  | Eaton MCB 25A 10/15kA Trip Type C 1P+N | H
EMCH125R30C | 83.42 | 1 |  | Eaton RCBO 25A 10kA Trip Type C 1P 30mA | H
EMCH132 | 14.33 | 12 | 16.84 | Eaton MCB 32A 10/15kA Trip Type C 1P | H
EMCH132N | 40.83 | 1 |  | Eaton MCB 32A 10/15kA Trip Type C 1P+N | H
EMCH132R10C | 87.58 | 1 |  | Eaton RCBO 32A 10kA Trip Type C 1P 10mA | H
EMCH132R30C | 83.42 | 1 |  | Eaton RCBO 32A 10kA Trip Type C 1P 30mA | H
EMCH140 | 15.62 | 12 | 18.35 | Eaton MCB 40A 10/15kA Trip Type C 1P | H
EMCH140N | 44.59 | 1 |  | Eaton MCB 40A 10/15kA Trip Type C 1P+N | H
EMCH140R30C | 83.42 | 1 |  | Eaton RCBO 40A 10kA Type C SP 30mA | H
EMCH145R30C | 83.42 | 1 |  | Eaton RCBO 45A 10kA Type C SP 30mA | H
EMCH150 | 15.62 | 12 | 18.35 | Eaton MCB 50A 10/15kA Trip Type C 1P | H
EMCH150N | 44.59 | 1 |  | Eaton MCB 50A 10/15kA Trip Type C 1P+N | H
EMCH163 | 16.92 | 12 | 19.87 | Eaton MCB 63A 10/15kA Trip Type C 1P | H
EMCH163N | 48.33 | 1 |  | Eaton MCB 63A 10/15kA Trip Type C 1P+N | H
EMCH201 | 51.84 | 6 | 60.92 | Eaton MCB 1A 10/15kA Trip Type C 2P | H
EMCH202 | 49.51 | 6 | 58.17 | Eaton MCB 2A 10/15kA Trip Type C 2P | H
EMCH204 | 46.75 | 6 | 54.92 | Eaton MCB 4A 10/15kA Trip Type C 2P | H
EMCH206 | 42.93 | 6 | 50.44 | Eaton MCB 6A 10/15kA Trip Type C 2P | H
EMCH208 | 40.83 | 6 | 47.97 | Eaton MCB 8A 10/15kA Trip Type C 2P | H
EMCH210 | 40.83 | 6 | 47.97 | Eaton MCB 10A 10/15kA Trip Type C 2P | H
EMCH213 | 40.83 | 6 | 47.97 | Eaton MCB 13A 10/15kA Trip Type C 2P | H
EMCH216 | 40.83 | 6 | 47.97 | Eaton MCB 16A 10/15kA Trip Type C 2P | H
EMCH220 | 40.83 | 6 | 47.97 | Eaton MCB 20A 10/15kA Trip Type C 2P | H
EMCH225 | 40.83 | 6 | 47.97 | Eaton MCB 25A 10/15kA Trip Type C 2P | H
EMCH232 | 40.83 | 6 | 47.97 | Eaton MCB 32A 10/15kA Trip Type C 2P | H
EMCH240 | 44.59 | 6 | 52.38 | Eaton MCB 40A 10/15kA Trip Type C 2P | H
EMCH250 | 44.59 | 6 | 52.38 | Eaton MCB 50A 10/15kA Trip Type C 2P | H
EMCH263 | 48.33 | 6 | 56.8 | Eaton MCB 63A 10/15kA Trip Type C 2P | H
EMCH301 | 76.88 | 4 | 90.33 | Eaton MCB 1A 10/15kA Trip Type C 3P | H
EMCH302 | 73.36 | 4 | 86.19 | Eaton MCB 2A 10/15kA Trip Type C 3P | H
EMCH304 | 69.26 | 4 | 81.39 | Eaton MCB 4A 10/15kA Trip Type C 3P | H
EMCH306 | 63.53 | 4 | 74.65 | Eaton MCB 6A 10/15kA Trip Type C 3P | H
EMCH308 | 60.89 | 4 | 71.55 | Eaton MCB 8A 10/15kA Trip Type C 3P | H
EMCH310 | 60.89 | 4 | 71.55 | Eaton MCB 10A 10/15kA Trip Type C 3P | H
EMCH313 | 60.89 | 4 | 71.55 | Eaton MCB 13A 10/15kA Trip Type C 3P | H
EMCH316 | 60.89 | 4 | 71.55 | Eaton MCB 16A 10/15kA Trip Type C 3P | H
EMCH320 | 60.89 | 4 | 71.55 | Eaton MCB 20A 10/15kA Trip Type C 3P | H
EMCH325 | 60.89 | 4 | 71.55 | Eaton MCB 25A 10/15kA Trip Type C 3P | H
EMCH332 | 60.89 | 4 | 71.55 | Eaton MCB 32A 10/15kA Trip Type C 3P | H
EMCH340 | 66.18 | 4 | 77.76 | Eaton MCB 40A 10/15kA Trip Type C 3P | H
EMCH350 | 66.18 | 4 | 77.76 | Eaton MCB 50A 10/15kA Trip Type C 3P | H
EMCH363 | 73.36 | 4 | 86.19 | Eaton MCB 63A 10/15kA Trip Type C 3P | H
EMCH401 | 121 | 3 | 142.17 | Eaton MCB 1A 10/15kA Trip Type C 4P | H
EMCH402 | 115.46 | 3 | 135.67 | Eaton MCB 2A 10/15kA Trip Type C 4P | H
EMCH404 | 109.04 | 3 | 128.12 | Eaton MCB 4A 10/15kA Trip Type C 4P | H
EMCH406 | 100.04 | 3 | 117.54 | Eaton MCB 6A 10/15kA Trip Type C 4P | H
EMCH408 | 94.22 | 3 | 110.71 | Eaton MCB 8A 10/15kA Trip Type C 4P | H
EMCH410 | 94.22 | 3 | 110.71 | Eaton MCB 10A 10/15kA Trip Type C 4P | H
EMCH413 | 94.22 | 3 | 110.71 | Eaton MCB 13A 10/15kA Trip Type C 4P | H
EMCH416 | 94.22 | 3 | 110.71 | Eaton MCB 16A 10/15kA Trip Type C 4P | H
EMCH420 | 94.22 | 3 | 110.71 | Eaton MCB 20A 10/15kA Trip Type C 4P | H
EMCH425 | 94.22 | 3 | 110.71 | Eaton MCB 25A 10/15kA Trip Type C 4P | H
EMCH432 | 94.22 | 3 | 110.71 | Eaton MCB 32A 10/15kA Trip Type C 4P | H
EMCH440 | 103.99 | 3 | 122.2 | Eaton MCB 40A 10/15kA Trip Type C 4P | H
EMCH450 | 103.99 | 3 | 122.2 | Eaton MCB 50A 10/15kA Trip Type C 4P | H
EMCH463 | 115.46 | 3 | 135.67 | Eaton MCB 63A 10/15kA Trip Type C 4P | H
EMCS1100 | 62.71 | 1 |  | Eaton MCB 100A 20kA Trip Type C 1P 27mm | H
EMCS1125 | 62.71 | 1 |  | Eaton MCB 125A 15kA Trip Type C 1P 27mm | H
EMCS120 | 62.71 | 1 |  | EATON MCB 20A 25KA TYPE C SP | H
EMCS132 | 62.71 | 1 |  | EATON MCB 32A 25KA TYPE C SP | H
EMCS140 | 62.71 | 1 |  | EATON MCB 40A 25KA TYPE C SP | H
EMCS150 | 62.71 | 1 |  | EATON MCB 50A 25KA TYPE C SP | H
EMCS163 | 62.71 | 1 |  | Eaton MCB 63A 25kA Trip Type C 1P 27mm | H
EMCS180 | 62.71 | 1 |  | Eaton MCB 80A 20kA Trip Type C 1P 27mm | H
EMCS3100 | 117.6 | 1 |  | Eaton MCB 100A 20kA Trip Type C 3P 27mm | H
EMCS3125 | 117.6 | 1 |  | Eaton MCB 125A 15kA Trip Type C 3P 27mm | H
EMCS320 | 117.6 | 1 |  | EATON MCB 20A 25KA TYPE C TP | H
EMCS332 | 117.6 | 1 |  | EATON MCB 32A 25KA TYPE C TP | H
EMCS340 | 117.6 | 1 |  | EATON MCB 40A 25KA TYPE C TP | H
EMCS350 | 117.6 | 1 |  | EATON MCB 50A 25KA TYPE C TP | H
EMCS363 | 117.6 | 1 |  | Eaton MCB 63A 25kA Trip Type C 3P 27mm | H
EMCS380 | 117.6 | 1 |  | Eaton MCB 80A 20kA Trip Type C 3P 27mm | H
EMDH101 | 18.16 | 12 | 21.33 | Eaton MCB 1A 10/15kA Trip Type D 1P | H
EMDH101N | 51.84 | 1 |  | Eaton MCB 1A 10/15kA Trip Type D 1P+N | H
EMDH102 | 17.35 | 12 | 20.39 | Eaton MCB 2A 10/15kA Trip Type D 1P | H
EMDH102N | 49.51 | 1 |  | Eaton MCB 2A 10/15kA Trip Type D 1P+N | H
EMDH104 | 16.39 | 12 | 19.25 | Eaton MCB 4A 10/15kA Trip Type D 1P | H
EMDH104N | 46.75 | 1 |  | Eaton MCB 4A 10/15kA Trip Type D 1P+N | H
EMDH106 | 15.02 | 12 | 17.65 | Eaton MCB 6A 10/15kA Trip Type D 1P | H
EMDH106N | 42.93 | 1 |  | Eaton MCB 6A 10/15kA Trip Type D 1P+N | H
EMDH108 | 14.33 | 12 | 16.84 | Eaton MCB 8A 10/15kA Trip Type D 1P | H
EMDH108N | 42.93 | 1 |  | Eaton MCB 8A 10/15kA Trip Type D 1P+N | H
EMDH110 | 14.33 | 12 | 16.84 | Eaton MCB 10A 10/15kA Trip Type D 1P | H
EMDH110N | 40.83 | 1 |  | Eaton MCB 10A 10/15kA Trip Type D 1P+N | H
EMDH113 | 14.33 | 12 | 16.84 | Eaton MCB 13A 10/15kA Trip Type D 1P | H
EMDH113N | 40.83 | 1 |  | Eaton MCB 13A 10/15kA Trip Type D 1P+N | H
EMDH116 | 14.33 | 12 | 16.84 | Eaton MCB 16A 10/15kA Trip Type D 1P | H
EMDH116N | 40.83 | 1 |  | Eaton MCB 16A 10/15kA Trip Type D 1P+N | H
EMDH120 | 14.33 | 12 | 16.84 | Eaton MCB 20A 10/15kA Trip Type D 1P | H
EMDH120N | 40.83 | 1 |  | Eaton MCB 20A 10/15kA Trip Type D 1P+N | H
EMDH125 | 14.33 | 12 | 16.84 | Eaton MCB 25A 10/15kA Trip Type D 1P | H
EMDH125N | 40.83 | 1 |  | Eaton MCB 25A 10/15kA Trip Type D 1P+N | H
EMDH132 | 14.33 | 12 | 16.84 | Eaton MCB 32A 10/15kA Trip Type D 1P | H
EMDH132N | 40.83 | 1 |  | Eaton MCB 32A 10/15kA Trip Type D 1P+N | H
EMDH140 | 15.62 | 12 | 18.35 | Eaton MCB 40A 10/15kA Trip Type D 1P | H
EMDH140N | 44.59 | 1 |  | Eaton MCB 40A 10/15kA Trip Type D 1P+N | H
EMDH150 | 15.62 | 12 | 18.35 | Eaton MCB 50A 10/15kA Trip Type D 1P | H
EMDH150N | 48.33 | 1 |  | Eaton MCB 50A 10/15kA Trip Type D 1P+N | H
EMDH163 | 16.92 | 12 | 19.87 | Eaton MCB 63A 10/15kA Trip Type D 1P | H
EMDH163N | 51.84 | 1 |  | Eaton MCB 63A 10/15kA Trip Type D 1P+N | H
EMDH201 | 51.84 | 6 | 60.92 | Eaton MCB 1A 10/15kA Trip Type D 2P | H
EMDH202 | 49.51 | 6 | 58.17 | Eaton MCB 2A 10/15kA Trip Type D 2P | H
EMDH204 | 46.75 | 6 | 54.92 | Eaton MCB 4A 10/15kA Trip Type D 2P | H
EMDH206 | 42.93 | 6 | 50.44 | Eaton MCB 6A 10/15kA Trip Type D 2P | H
EMDH208 | 40.83 | 6 | 47.97 | Eaton MCB 8A 10/15kA Trip Type D 2P | H
EMDH210 | 40.83 | 6 | 47.97 | Eaton MCB 10A 10/15kA Trip Type D 2P | H
EMDH213 | 40.83 | 6 | 47.97 | Eaton MCB 13A 10/15kA Trip Type D 2P | H
EMDH216 | 40.83 | 6 | 47.97 | Eaton MCB 16A 10/15kA Trip Type D 2P | H
EMDH220 | 40.83 | 6 | 47.97 | Eaton MCB 20A 10/15kA Trip Type D 2P | H
EMDH225 | 40.83 | 6 | 47.97 | Eaton MCB 25A 10/15kA Trip Type D 2P | H
EMDH232 | 40.83 | 6 | 47.97 | Eaton MCB 32A 10/15kA Trip Type D 2P | H
EMDH240 | 44.59 | 6 | 52.38 | Eaton MCB 40A 10/15kA Trip Type D 2P | H
EMDH250 | 44.59 | 6 | 52.38 | Eaton MCB 50A 10/15kA Trip Type D 2P | H
EMDH263 | 48.33 | 6 | 56.8 | Eaton MCB 63A 10/15kA Trip Type D 2P | H
EMDH301 | 76.88 | 1 |  | Eaton MCB 1A 10/15kA Trip Type D 3P | H
EMDH302 | 73.36 | 1 |  | Eaton MCB 2A 10/15kA Trip Type D 3P | H
EMDH304 | 69.26 | 1 |  | Eaton MCB 4A 10/15kA Trip Type D 3P | H
EMDH306 | 63.53 | 1 |  | Eaton MCB 6A 10/15kA Trip Type D 3P | H
EMDH308 | 60.89 | 1 |  | Eaton MCB 8A 10/15kA Trip Type D 3P | H
EMDH310 | 60.89 | 1 |  | Eaton MCB 10A 10/15kA Trip Type D 3P | H
EMDH313 | 60.89 | 1 |  | Eaton MCB 13A 10/15kA Trip Type D 3P | H
EMDH316 | 60.89 | 1 |  | Eaton MCB 16A 10/15kA Trip Type D 3P | H
EMDH320 | 60.89 | 1 |  | Eaton MCB 20A 10/15kA Trip Type D 3P | H
EMDH325 | 60.89 | 1 |  | Eaton MCB 25A 10/15kA Trip Type D 3P | H
EMDH332 | 60.89 | 1 |  | Eaton MCB 32A 10/15kA Trip Type D 3P | H
EMDH340 | 66.18 | 1 |  | Eaton MCB 40A 10/15kA Trip Type D 3P | H
EMDH350 | 66.18 | 1 |  | Eaton MCB 50A 10/15kA Trip Type D 3P | H
EMDH363 | 76.88 | 1 |  | Eaton MCB 63A 10/15kA Trip Type D 3P | H
EMDH401 | 121 | 3 | 142.17 | Eaton MCB 1A 10/15kA Trip Type D 4P | H
EMDH402 | 115.46 | 3 | 135.67 | Eaton MCB 2A 10/15kA Trip Type D 4P | H
EMDH404 | 109.04 | 3 | 128.12 | Eaton MCB 4A 10/15kA Trip Type D 4P | H
EMDH406 | 100.04 | 3 | 117.54 | Eaton MCB 6A 10/15kA Trip Type D 4P | H
EMDH408 | 94.22 | 3 | 110.71 | Eaton MCB 8A 10/15kA Trip Type D 4P | H
EMDH410 | 94.22 | 3 | 110.71 | Eaton MCB 10A 10/15kA Trip Type D 4P | H
EMDH413 | 94.22 | 3 | 110.71 | Eaton MCB 13A 10/15kA Trip Type D 4P | H
EMDH416 | 94.22 | 3 | 110.71 | Eaton MCB 16A 10/15kA Trip Type D 4P | H
EMDH420 | 94.22 | 3 | 110.71 | Eaton MCB 20A 10/15kA Trip Type D 4P | H
EMDH425 | 94.22 | 3 | 110.71 | Eaton MCB 25A 10/15kA Trip Type D 4P | H
EMDH432 | 94.22 | 3 | 110.71 | Eaton MCB 32A 10/15kA Trip Type D 4P | H
EMDH440 | 103.99 | 3 | 122.2 | Eaton MCB 40A 10/15kA Trip Type D 4P | H
EMDH450 | 103.99 | 3 | 122.2 | Eaton MCB 50A 10/15kA Trip Type D 4P | H
EMDH463 | 121 | 3 | 142.17 | Eaton MCB 63A 10/15kA Trip Type D 4P | H
EMDL | 17 | 1 |  | Memshield 3 Door Barrel Lock with 2 Keys | H
EMDS1100 | 62.71 | 1 |  | Eaton MCB 100A 15kA Trip Type D 1P 27mm | H
EMDS120 | 62.71 | 1 |  | Eaton MCB 20A 25kA Trip Type D 1P 27mm | H
EMDS132 | 62.71 | 1 |  | Eaton MCB 32A 25kA Trip Type D 1P 27mm | H
EMDS140 | 62.71 | 1 |  | Eaton MCB 40A 25kA Trip Type D 1P 27mm | H
EMDS150 | 62.71 | 1 |  | Eaton MCB 50A 25kA Trip Type D 1P 27mm | H
EMDS163 | 62.71 | 1 |  | Eaton MCB 63A 25kA Trip Type D 1P 27mm | H
EMDS180 | 62.71 | 1 |  | Eaton MCB 80A 20kA Trip Type D 1P 27mm | H
EMDS3100 | 117.6 | 1 |  | Eaton MCB 100A 15kA Trip Type D TP 27mm | H
EMDS320 | 117.6 | 1 |  | Eaton MCB 20A 25kA Trip Type D 3P 27mm | H
EMDS332 | 117.6 | 1 |  | Eaton MCB 32A 25kA Trip Type D 3P 27mm | H
EMDS340 | 117.6 | 1 |  | Eaton MCB 40A 25kA Trip Type D 3P 27mm | H
EMDS350 | 117.6 | 1 |  | Eaton MCB 50A 25kA Trip Type D 3P 27mm | H
EMDS363 | 117.6 | 1 |  | Eaton MCB 63A 25kA Trip Type D TP 27mm | H
EMDS380 | 117.6 | 1 |  | Eaton MCB 80A 20kA Trip Type D TP 27mm | H
EMGP142 | 26.78 | 1 |  | Memshield 3 Type B IP42 Gland Plate Kit | H
EMPL | 10.76 | 1 |  | Memshield 3 Door Padlocking Kit | H
EMS1001 | 10.63 | 1 |  | Memshield 3 100A SP Isolator | H
EMS1001N | 21.6 | 1 |  | EMS 100A SPN ISOLATOR | G
EMS1001NR | 21.6 | 1 |  | EMS 100A SPN ISOLATOR REV POL | G
EMS1002 | 21.8 | 1 |  | EMS 100A DP ISOLATOR | G
EMS1003 | 35.68 | 1 |  | Memshield 3 100A TP Isolator | H
EMS1003N | 68.17 | 1 |  | EATON ISOLATOR 100A TPN | H
EMS1003NR | 68.17 | 1 |  | EATON ISOLATOR 100A TPN REV | H
EMS1004 | 68.17 | 1 |  | Memshield 3 100A 4P Isolator | H
EP842 | 1.91 | 1 |  | EXEL2-MLINK 20-32A BLANK LOOSE | J
EPBCTMT160 | 240.47 | 1 |  | Memshield 3 Panelboard Outgoing CT Kit for 160A Frame MCCBs | H
EPBCTMT250 | 279.86 | 1 |  | Memshield 3 Panelboard Outgoing CT Kit for 250A Frame MCCBs | H
EPBCTMT3P | 77.74 | 1 |  | M3 3-PH CT TO 1-PH SPLITTER BX | H
EPBCTMT400 | 296.84 | 1 |  | Memshield 3 Panelboard Outgoing CT Kit for 400A Frame MCCBs | H
EPBDLK1 | 21.82 | 1 |  | Memshield 3 Panelboard Door Lock | H
EPBKEL250 | 907.78 | 1 |  | Memshield 3 Panelboard 250A Earth Leakage Incomer Kit | H
EPBKEL400 | 794.75 | 1 |  | Memshield 3 Panelboard 400A Earth Leakage Incomer Kit | H
EPBKEL800 | 993 | 1 |  | Memshield 3 Panelboard 630A/800A Earth Leakage Incomer Kit | H
EPBKN1253 | 66.17 | 1 |  | Memshield 3 Panelboard Incomer Kit 3-Pole MCCB or Isolator 250A | H
EPBKN1253M | 235.29 | 1 |  | Memshield 3 Panelboard Incomer Kit 3-Pole MCCB or Isolator 250A. Metering Version | H
EPBKN1254 | 99.26 | 1 |  | Memshield 3 Panelboard Incomer Kit 4-Pole MCCB or Isolator 250A | H
EPBKN1254M | 352.92 | 1 |  | Memshield 3 Panelboard Incomer Kit 4-Pole MCCB or Isolator 250A. Metering Version | H
EPBKN125L | 87.52 | 1 |  | Memshield 3 Panelboard Incomer Kit Direct Connection Lugs Kit 250A | H
EPBKN125LM | 247.84 | 1 |  | Memshield 3 Panelboard Incomer Kit Direct Connection Lugs Kit 250A. Metering Version | H
EPBKN2403 | 139.71 | 1 |  | Memshield 3 Panelboard Incomer Kit 3-Pole MCCB or Isolator 400A | H
EPBKN2403M | 237.81 | 1 |  | Memshield 3 Panelboard Incomer Kit 3-Pole MCCB or Isolator 400A. Metering Version | H
EPBKN2404 | 209.59 | 1 |  | Memshield 3 Panelboard Incomer Kit 4-Pole MCCB or Isolator 400A | H
EPBKN2404M | 356.72 | 1 |  | Memshield 3 Panelboard Incomer Kit 4-Pole MCCB or Isolator 400A. Metering Version | H
EPBKN240L | 134.84 | 1 |  | Memshield 3 Panelboard Incomer Kit Direct Connection Lugs Kit 400A | H
EPBKN240LM | 281.97 | 1 |  | Memshield 3 Panelboard Incomer Kit Direct Connection Lugs Kit 400A. Metering Version | H
EPBKN2633 | 305.49 | 1 |  | Memshield 3 Panelboard Incomer Kit 3-Pole MCCB or Isolator 630A | H
EPBKN2633M | 415.87 | 1 |  | Memshield 3 Panelboard Incomer Kit 3-Pole MCCB or Isolator 630A. Metering Version | H
EPBKN2634 | 458.24 | 1 |  | Memshield 3 Panelboard Incomer Kit 4-Pole MCCB or Isolator 630A | H
EPBKN2634M | 623.82 | 1 |  | Memshield 3 Panelboard Incomer Kit 4-Pole MCCB or Isolator 630A. Metering Version | H
EPBKN263L | 298.26 | 1 |  | Memshield 3 Panelboard Incomer Kit Direct Connection Lugs Kit 630A | H
EPBKN263LM | 463.85 | 1 |  | Memshield 3 Panelboard Incomer Kit Direct Connection Lugs Kit 630A. Metering Version | H
EPBKN3803 | 379.62 | 1 |  | Memshield 3 Panelboard Incomer Kit 3-Pole MCCB or Isolator 800A | H
EPBKN3803M | 483.3 | 1 |  | Memshield 3 Panelboard Incomer Kit 3-Pole MCCB or Isolator 800A. Metering Version | H
EPBKN3804 | 569.41 | 1 |  | Memshield 3 Panelboard Incomer Kit 4-Pole MCCB or Isolator 800A | H
EPBKN3804M | 724.96 | 1 |  | Memshield 3 Panelboard Incomer Kit 4-Pole MCCB or Isolator 800A. Metering Version | H
EPBKTFSLW | 27.99 | 1 |  | Memshield 3 Panelboard Top Feed Incomer Adapter Kit 630/800A | H
EPBKTFSN2 | 27.99 | 1 |  | Memshield 3 Panelboard Top Feed Incomer Adapter Kit 250A | H
EPBKTFSN3 | 49.69 | 1 |  | Memshield 3 Panelboard Top Feed Incomer Adapter Kit 400A | H
EPBMETER1 | 404.25 | 1 |  | Memshield 3 DIN 96mm Multifunction Meter. Pulsed and Modbus Output | H
EPBN11225 | 1064.38 | 1 |  | Memshield 3 Panelboard 250A, 12 Way. Outgoing up to 160A | H
EPBN11225SXB | 297.9 | 1 |  | Memshield 3 Panelboard Side Cable Extension Box for EPBN11225 (12 Way) | H
EPBN11225SXM | 403.52 | 1 |  | Memshield 3 Panelboard Side Metering Extension Box for EPBN11225 (12 Way) | H
EPBN11240 | 1194.52 | 1 |  | Memshield 3 Panelboard 400A, 12 Way. Outgoing up to 160A | H
EPBN1425 | 771.68 | 1 |  | Memshield 3 Panelboard 250A, 4 Way. Outgoing up to 160A | H
EPBN1425SXB | 248.64 | 1 |  | Memshield 3 Panelboard Side Cable Extension Box for EPBN1425 (4 Way) | H
EPBN1425SXM | 346.76 | 1 |  | Memshield 3 Panelboard Side Metering Extension Box for EPBN1425 (4 Way) | H
EPBN1625 | 821.95 | 1 |  | Memshield 3 Panelboard 250A, 6 Way. Outgoing up to 160A | H
EPBN1625SXB | 261.45 | 1 |  | Memshield 3 Panelboard Side Cable Extension Box for EPBN1625 (6 Way) | H
EPBN1625SXM | 373.55 | 1 |  | Memshield 3 Panelboard Side Metering Extension Box for EPBN1625 (6 Way) | H
EPBN1640 | 880.81 | 1 |  | Memshield 3 Panelboard 400A, 6 Way. Outgoing up to 160A | H
EPBN1825 | 915.86 | 1 |  | Memshield 3 Panelboard 250A, 8 Way. Outgoing up to 160A | H
EPBN1825SXB | 282.9 | 1 |  | Memshield 3 Panelboard Side Cable Extension Box for EPBN1825 (8 Way) | H
EPBN1825SXM | 381.03 | 1 |  | Memshield 3 Panelboard Side Metering Extension Box for EPBN1825 (8 Way) | H
EPBN1BP1 | 9.2 | 1 |  | Memshield 3 Panelboard N1 MCCB Blanking Shield. Single Pole. Use 3 for TP MCCB | H
EPBN1CX250 | 99.59 | 1 |  | Memshield 3 Panelboard Corner Filler Box N1 Panelbaords | H
EPBN1EX250 | 125.4 | 1 |  | Memshield 3 Panelboard Cable Extension Box - Top/Bottom Mounted for EPBN1 Panelboards | H
EPBN1EX250M | 225.07 | 1 |  | Memshield 3 Panelboard Incoming Digital Meter Pack Enclosure 250A | H
EPBN1EXDIN | 186.99 | 1 |  | Memshield 3 Panelboard DIN Rail Extension Box for EPBN1 250A Panelboards. 15 DIN Modules | H
EPBN1SPD123 | 1116.64 | 1 |  | Memshield 3 Panelboard Lighting and surge suppression kit - Class III & IV | H
EPBN1SPD1234 | 1183.9 | 1 |  | Memshield 3 Panelboard Lighting and surge suppression kit - Class I, II, III & IV | H
EPBN1SUPM | 138.48 | 1 |  | Memshield 3 250A Panelboard Meter Voltage Supply Kit for EPBMETER1 | H
EPBN21240 | 1388.14 | 1 |  | Memshield 3 Panelboard 400A, 12 Way. Outgoing up to 250A | H
EPBN21240SXB | 349.35 | 1 |  | Memshield 3 Panelboard Side Cable Extension Box for EPBN11240 or EPBN21240 (12 Way) | H
EPBN21240SXM | 470.93 | 1 |  | Memshield 3 Panelboard Side Metering Extension Box for EPBN11240 or EPBN21240 (12 Way) | H
EPBN21263 | 1419.92 | 1 |  | Memshield 3 Panelboard 250A, 12 Way. Outgoing up to 250A | H
EPBN21263SXB | 289.33 | 1 |  | Memshield 3 Panelboard Side Cable Extension Box for EPBN2863 (8 Way) or EPBN21263 (12 way) or EPBN3880 (8 way) | H
EPBN21263SXM | 470.93 | 1 |  | Memshield 3 Panelboard Side Metering Extension Box for EPBN2863 (8 Way) or EPBN21263 (12 way) | H
EPBN21840 | 1699.23 | 1 |  | Memshield 3 Panelboard 400A, 18 Way. Outgoing up to 250A | H
EPBN21840SXB | 444.69 | 1 |  | Memshield 3 Panelboard Side Cable Extension Box for EPBN21840 (18 Way) | H
EPBN21840SXM | 478.43 | 1 |  | Memshield 3 Panelboard Side Metering Extension Box for EPBN21840 (18 Way) | H
EPBN21863 | 2060.67 | 1 |  | Memshield 3 Panelboard 250A, 18 Way. Outgoing up to 250A | H
EPBN21863SXB | 349.35 | 1 |  | Memshield 3 Panelboard Side Cable Extension Box for EPBN21863 (18 Way) or EPBN31280 (12 way) | H
EPBN21863SXM | 485.91 | 1 |  | Memshield 3 Panelboard Side Metering Extension Box for EPBN21863 (18 Way) or EPBN31280 (12 way) | H
EPBN2640 | 1044.41 | 1 |  | Memshield 3 Panelboard 400A, 6 Way. Outgoing up to 250A | H
EPBN2640SXB | 289.33 | 1 |  | Memshield 3 Panelboard Side Cable Extension Box for EPBN1640 or EPBN2640 (6 Way) | H
EPBN2640SXM | 463.45 | 1 |  | Memshield 3 Panelboard Side Metering Extension Box for EPBN1640 or EPBN2640 (6 Way) | H
EPBN2863 | 1214.94 | 1 |  | Memshield 3 Panelboard 630A, 8 Way. Outgoing up to 250A | H
EPBN2BP3 | 21.37 | 1 |  | Memshield 3 Panelboard N2 MCCB Blanking Shield. Three Pole | H
EPBN2CX250 | 81.25 | 1 |  | Memshield 3 Panelboard Corner Filler Box N2/3 Panelbaords | H
EPBN2EX250 | 147.34 | 1 |  | Memshield 3 Panelboard Cable Extension Box - Top/Bottom Mounted for EPBN2 Panelboards 400A | H
EPBN2EX250M | 247.46 | 1 |  | Memshield 3 Panelboard Incoming Digital Meter Pack Enclosure 400A | H
EPBN2EXDIN | 228.37 | 1 |  | Memshield 3 Panelboard DIN Rail Extension Box for EPBN1 400A Panelboards. 18 DIN Modules | H
EPBN31280 | 3182.49 | 1 |  | Memshield 3 Panelboard 800A, 12 Way. Outgoing up to 400A | H
EPBN3880 | 1683.68 | 1 |  | Memshield 3 Panelboard 800A, 8 Way. Outgoing up to 400A | H
EPBN3BP3 | 28.57 | 1 |  | Memshield 3 Panelboard N3 MCCB Blanking Shield. Three Pole | H
EPBN3EX250 | 166.08 | 1 |  | Memshield 3 Panelboard Cable Extension Box - Top/Bottom Mounted for EPBN2 Panelboards 630A and EPBN3 Panelboards | H
EPBN3EX250M | 265.62 | 1 |  | Memshield 3 Panelboard Incoming Digital Meter Pack Enclosure 630/800A | H
EPBN3EXDIN | 257.44 | 1 |  | Memshield 3 Panelboard DIN Rail Extension Box for 630A / 800A Panelboards. 30 DIN Modules | H
EPBN3LKKTM | 61.69 | 1 |  | Memshield 3 Panelboard Meter to Meter (EPBMETER1) Voltage Supply Linking Lik | H
EPBN3LKRJ45 | 19.87 | 1 |  | Memshield 3 Panelboard CT to Meter (EPBMETER1) Extension Cable | H
EPBN3SUPM | 175.8 | 1 |  | Memshield 3 400A/630A/800A Panelboard Meter Voltage Supply Kit for EPBMETER1 | H
EPBPN11225 | 822.23 | 1 |  | Memshield 3 Panelboard Pan Assembly 250A, 12 Way. Outgoing up to 160A | H
EPBPN11240 | 810.28 | 1 |  | Memshield 3 Panelboard Pan Assembly 400A, 12 Way. Outgoing up to 160A | H
EPBPN1425 | 531.4 | 1 |  | Memshield 3 Panelboard Pan Assembly 250A, 4 Way. Outgoing up to 160A | H
EPBPN1625 | 594.75 | 1 |  | Memshield 3 Panelboard Pan Assembly 250A, 6 Way. Outgoing up to 160A | H
EPBPN1640 | 508.92 | 1 |  | Memshield 3 Panelboard Pan Assembly 400A, 6 Way. Outgoing up to 160A | H
EPBPN1825 | 656.58 | 1 |  | Memshield 3 Panelboard Pan Assembly 250A, 8 Way. Outgoing up to 160A | H
EPBPN21240 | 1017.81 | 1 |  | Memshield 3 Panelboard Pan Assembly 400A, 12 Way. Outgoing up to 250A | H
EPBPN21263 | 1257.32 | 1 |  | Memshield 3 Panelboard Pan Assembly 250A, 12 Way. Outgoing up to 250A | H
EPBPN21840 | 1309.21 | 1 |  | Memshield 3 Panelboard Pan Assembly 400A, 18 Way. Outgoing up to 250A | H
EPBPN21863 | 1420.95 | 1 |  | Memshield 3 Panelboard Pan Assembly 250A, 18 Way. Outgoing up to 250A | H
EPBPN2640 | 858.15 | 1 |  | Memshield 3 Panelboard Pan Assembly 400A, 6 Way. Outgoing up to 250A | H
EPBPN2863 | 1177.46 | 1 |  | Memshield 3 Panelboard Pan Assembly 630A, 8 Way. Outgoing up to 250A | H
EPBPN31280 | 1315.6 | 1 |  | Memshield 3 Panelboard Pan Assembly 800A, 12 Way. Outgoing up to 400A | H
EPBPN3880 | 1148.99 | 1 |  | Memshield 3 Panelboard Pan Assembly 800A, 8 Way. Outgoing up to 400A | H
EPBSXBCTMT | 15.18 | 1 |  | Memshield 3 Panelboard CT supporting mount to allow CT to be fitted in cable way if terminal shields being fitted | H
F1000 | 2.84 | 20 | 3.34 | LAMPHOLDER SHORT SKIRT | A
F1001 | 4.15 | 20 | 4.88 | LAMPHOLDER HOME OFFICE SKIRT | A
F1025 | 3.11 | 10 | 3.65 | BATTEN L HOLDER 2T SHORT SKIRT | A
F1026 | 4.8 | 10 | 5.64 | BATTEN L HOLDER 2T HOME OFFICE | A
F1030 | 3.17 | 10 | 3.73 | BATTEN LAMPHOLDER 3T SHORT SKI | A
F1031 | 5.43 | 10 | 6.38 | BATTEN LAMPHOLDER 3T HOME OFFI | A
F1045 | 3.5 | 10 | 4.11 | ANGLE BATTEN LAMPHOLDER 3T SHO | A
F1046 | 6.85 | 10 | 8.05 | ANGLE BATTEN LAMPHOLDER 3T HOM | A
F1091 | 6.33 | 10 | 7.43 | BATTEN LAMPHOLDER 3T&E HR LEAD | A
F1200 | 2.9 | 10 | 3.4 | CEILING ROSE 3 3 2 TERMINAL & | A
F1250 | 5.12 | 25 | 6.01 | 6 INCH PENDANT ASSEMBLY | A
F1251 | 7.88 | 25 | 9.26 | 9 INCH PENDANT ASSEMBLY | A
F1260 | 6.28 | 25 | 7.38 | BC3 PENDANT SET FOR LOW E LAMP | A
F1261 | 7.82 | 25 | 9.19 | BC3 PENDANT SET FOR LOW E LAMP | A
F1262 | 3.48 | 20 | 4.09 | BC3 LAMPHOLDER FOR LOW ENERGY | A
F1263 | 7.64 | 10 | 8.97 | BC3 BATTEN FOR LOW E LAMPS | A
F1264 | 7.05 | 10 | 8.28 | BC3 ANGLED BATTENHOLDER FOR LO | A
F1266 | 13.46 | 10 | 15.81 | BC3 15W TT LOW ENERGY CFL LAMP | A
F1267 | 16.49 | 10 | 19.38 | BC3 20W TT LOW ENERGY CFL LAMP | A
F1268 | 13.9 | 10 | 16.34 | BC3 15W TT LOW ENERGY CFL LAMP | A
F1269 | 16.49 | 10 | 19.38 | BC3 20W TT LOW ENERGY CFL LAMP | A
F1340 | 20.16 | 5 | 23.69 | 50A DP CEILING PULL SWITCH | A
F1350 | 5.98 | 10 | 7.03 | 6 AMP 1 WAY CEILING SWITCH | A
F1350PC | 1.01 | 30 | 1.18 | PULL CORD AND ACORN FOR F1350 | A
F1351 | 7.9 | 10 | 9.28 | 6 AMP 2 WAY CEILING SWITCH | A
F1400 | 5.06 | 20 | 5.95 | LAMP ACTIVATED PENDANT LAMPHOL | A
F1450 | 7.99 | 10 | 9.4 | 6 INCH LAMP ACTIVATED PENDANT | A
F1451 | 9.75 | 10 | 11.45 | 9 INCH LAMP ACTIVATED PENDANT | A
F1491 | 8.87 | 10 | 10.42 | LAMP ACTIVATED BATTEN LAMPHOLD | A
F1530 | 1.35 | 20 | 1.58 | FLANGE RING 4 1-8 OD 2 ID | A
F1905 | 11.7 | 10 | 13.74 | 10A OPTIONS MODULE INTERMEDIAT | B
F3368 | 9 | 20 | 10.58 | 13A 3PIN NON STANDARD PLUG | B
F3780 | 5.93 | 10 | 6.97 | SINGLE IEC CO AX (F) SCREENED | B
F3780B | 6.01 | 10 | 7.07 | Single IEC Co-Axial (F) Screened | B
F3781 | 6.01 | 10 | 7.07 | SINGLE IEC CO AX (M) SCREENED | B
F3781B | 6.01 | 10 | 7.07 | SINGLE IEC CO AX (M) SCREENED | B
F3782 | 6.01 | 10 | 7.07 | SINGLE SAT CO F CONN SCREENED | B
F3782B | 6.01 | 10 | 7.07 | SINGLE SAT CO F CONN SCREENED | B
F3783 | 17.97 | 10 | 21.13 | TV RAD SAT RET MODULE SCREENED | B
F3783B | 18.24 | 10 | 21.44 | TV RAD SAT RET MODULE SCREENED | B
F3784 | 4.89 | 1 |  | TELEPHONE (BT SECONDARY) | B
F3784B | 4.97 | 1 |  | TELEPHONE (BT SECONDARY) | B
F3785 | 8.89 | 1 |  | TELEPHONE (BT MASTER) | B
F3785B | 8.89 | 1 |  | TELEPHONE (BT MASTER) | B
F3786 | 5.7 | 1 |  | RJ11 MODEM | B
F3786B | 5.7 | 1 |  | RJ11 MODEM | B
F3787 | 6.82 | 1 |  | RJ45 CAT 6 | B
F3787B | 6.82 | 1 |  | RJ45 CAT 6 | B
F3788 | 5.3 | 1 |  | 2 x RCA SOCKET | B
F3788B | 5.3 | 1 |  | 2 x RCA SOCKET | B
F3789 | 13.04 | 1 |  | 2 x LOUDSPEAKER SOCKET | B
F3789B | 13.03 | 1 |  | 2 x LOUDSPEAKER SOCKET | B
F3790 | 1.47 | 10 | 1.73 | 1G MODULE BLANK | B
F3790B | 1.47 | 10 | 1.73 | 1G MODULE BLANK | B
F4500 | 1.79 | 10 | 2.1 | 1G PATTRESS 16MM DEEP | A
F4501 | 1.86 | 10 | 2.19 | 1G PATTRESS 28MM DEEP | A
F4502 | 3.28 | 5 | 3.85 | 2G PATTRESS 28MM DEEP | A
F4510 | 3.01 | 10 | 3.54 | 2G 25MM CONVERSION PATTRESS | A
F4511 | 6.45 | 5 | 7.58 | 2G PATTRESS 40MM DEEP | A
F4530 | 9.49 | 10 | 11.14 | 2G PATTRESS 46MM DEEP FOR SHAV | A
F4570 | 2.9 | 10 | 3.4 | 1G PATTRESS 45MM DEEP | A
F5002 | 2.17 | 75 | 2.55 | LAMPHOLDER SKIRT HOME OFFICE | A
F5006 | 2.17 | 75 | 2.55 | LAMPHOLDER SKIRT SHORT | A
F5099 | 14.36 | 5 | 16.88 | 10 WAY CONNECTION BOX | B
F8342 | 9.1 | 1 |  | 6&8G GRID BOX | B
F8343 | 13.17 | 1 |  | 9&12G GRID BOX | B
F8344 | 29.36 | 1 |  | 18G GRID BOX | B
F8345 | 39.91 | 1 |  | 24G GRID BOX | B
F8351 | 11.2 | 1 |  | GRIDSWITCH BOX 6 & 8 GANG - NO | B
F8352 | 15.53 | 1 |  | 9&12G GRID BOX NO KNOCKOUTS | B
F8501 | 6.29 | 1 |  | 3 PIN LSC CEILING ASSEMBLY | B
F8502 | 4.11 | 1 |  | 3 PIN LSC CEILING OUTLET | B
F8534 | 1.09 | 1 |  | CEILING ROSE COVER WHITE | B
F8540 | 4.06 | 1 |  | 3 PIN LSC RE-WIREABLE PLUG | B
F8570 | 9.64 | 1 |  | 3 PIN ASSEMBLY 2MTRS 0.75MM | B
F8571 | 11.13 | 1 |  | 3 PIN ASSEMBLY 2MTRS 1.00MM | B
F8572 | 12.29 | 1 |  | 3 PIN ASSEMBLY 3MTRS 0.75MM | B
F8573 | 13.77 | 1 |  | 3 PIN ASSEMBLY 3MTRS 1.00MM | B
F8580 | 13.4 | 1 |  | 3 PIN ASSEMBLY 2MTRS 0.75MM | B
F8581 | 14.5 | 1 |  | 3 PIN ASSEMBLY 2MTRS 1.00MM | B
F8582 | 16.95 | 1 |  | 3 PIN ASSEMBLY 3MTRS 0.75MM | B
F8583 | 19.12 | 1 |  | 3 PIN ASSEMBLY 3MTRS 1.00MM | B
F8584 | 14.92 | 1 |  | 3 PIN ASSEMBLY 1MTRS 1.00MM | B
F8601 | 9.26 | 1 |  | 4 PIN LSC CEILING ASSEMBLY | B
F8602 | 5.34 | 1 |  | 4 PIN LSC CEILING OUTLET | B
F8603 | 10.66 | 1 |  | 4 PIN LSC CEILING ASSY RED CVR | B
F8635 | 1.7 | 1 |  | CEILING ROSE COVER RED | B
F8640 | 4.78 | 1 |  | 4 PIN LSC RE-WIREABLE PLUG | B
F8641 | 4.67 | 1 |  | 4 PIN LSC RE-WIREABLE PLUG WHI | B
F8670 | 13.9 | 1 |  | 4 PIN ASSY 2MTS 0.75 HR CABLE | B
F8671 | 15.97 | 1 |  | 4 PIN ASSEMBLY 2MTRS 1.00MM | B
F8672 | 18.54 | 1 |  | 4 PIN ASSEMBLY 3MTRS 1.00MM | B
F8681 | 17.85 | 1 |  | 4 PIN ASSEMBLY 2MTRS 1.00MM | B
F8682 | 23.82 | 1 |  | 4 PIN ASSEMBLY 3MTRS 1.00MM | B
F8684 | 18.35 | 1 |  | 4 PIN ASSEMBLY 1MTRS 1.00MM | B
F9000 | 2.98 | 10 | 3.5 | 10A 1 WAY | B
F9001 | 4.15 | 10 | 4.88 | 10A 2 WAY | B
F9001B | 4.24 | 10 | 4.99 | 10A 2 WAY - BLACK | B
F9001RR | 4.43 | 10 | 5.2 | 10A 2 WAY | B
F9004 | 6.97 | 10 | 8.19 | 10A 2 WAY PUSH TO MAKE | B
F9004B | 7.45 | 10 | 8.75 | 10A 2 WAY PUSH TO MAKE - BLACK | B
F9020 | 3.98 | 10 | 4.68 | 20A 1 WAY | B
F9020B | 4.15 | 10 | 4.88 | 20A 1 WAY - BLACK | B
F9020RR | 4.59 | 10 | 5.39 | 20A 1 WAY | B
F9021 | 5.2 | 10 | 6.11 | 20A 2 WAY | B
F9021B | 5.5 | 10 | 6.46 | 20A 2 WAY - BLACK | B
F9021RR | 5.92 | 10 | 6.96 | 20A 2 WAY | B
F9022 | 9.91 | 10 | 11.65 | 20A INTERMEDIATE SWITCH | B
F9022B | 10.01 | 10 | 11.75 | 20A INTERMEDIATE SWITCH - BLACK | B
F9023 | 5.77 | 10 | 6.79 | 20A DOUBLE POLE | B
F9023B | 6.18 | 10 | 7.26 | 20A DOUBLE POLE - BLACK | B
F9023BBO | 7.54 | 10 | 8.87 | 20A DOUBLE POLE 'BOILER' | B
F9023BCH | 7.19 | 10 | 8.44 | 20A DOUBLE POLE 'CENTRAL HEATING' | B
F9023BDW | 7.19 | 10 | 8.44 | 20A DOUBLE POLE 'DISHWASHER' | B
F9023BEF | 7.19 | 10 | 8.44 | 20A DOUBLE POLE 'EXTRACT FAN' | B
F9023BFF | 7.19 | 10 | 8.44 | 20A DOUBLE POLE 'FRIDGE FREEZER' | B
F9023BFG | 7.19 | 10 | 8.44 | 20A DOUBLE POLE 'FRIDGE' | B
F9023BFZ | 7.28 | 10 | 8.56 | 20A DOUBLE POLE 'FREEZER' | B
F9023BHB | 7.54 | 10 | 8.87 | 20A DOUBLE POLE 'HOB' | B
F9023BHH | 7.19 | 10 | 8.44 | 20A DOUBLE POLE 'HOB HOOD' | B
F9023BLI | 7.19 | 10 | 8.44 | 20A DOUBLE POLE 'LIGHT' | B
F9023BMW | 7.19 | 10 | 8.44 | 20A DOUBLE POLE 'MICROWAVE OVEN' | B
F9023BO | 6.67 | 10 | 7.84 | 20A DOUBLE POLE 'BOILER' | B
F9023BOV | 7.19 | 10 | 8.44 | 20A DOUBLE POLE 'OVEN' | B
F9023BPH | 7.19 | 10 | 8.44 | 20A DOUBLE POLE 'PLINTH HEATER' | B
F9023BPL | 7.23 | 10 | 8.5 | 20A DOUBLE POLE 'PILOT LIGHT' | B
F9023BTD | 7.19 | 10 | 8.44 | 20A DOUBLE POLE 'TUMBLE DRYER' | B
F9023BTR | 7.19 | 10 | 8.44 | 20A DOUBLE POLE 'TOWEL RAIL' | B
F9023BWDR | 7.42 | 10 | 8.72 | 20A DOUBLE POLE 'WASHER DRYER' | B
F9023BWH | 7.19 | 10 | 8.44 | 20A DOUBLE POLE 'WATER HEATER' | B
F9023BWM | 7.19 | 10 | 8.44 | 20A DOUBLE POLE 'WASHING MACHINE' | B
F9023CH | 6.67 | 10 | 7.84 | 20A DOUBLE POLE 'CENTRAL HEATING' | B
F9023DW | 6.67 | 10 | 7.84 | 20A DOUBLE POLE 'DISHWASHER' | B
F9023EF | 6.67 | 10 | 7.84 | 20A DOUBLE POLE 'EXTRACT FAN' | B
F9023FF | 6.67 | 10 | 7.84 | 20A DOUBLE POLE 'FRIDGE FREEZER' | B
F9023FG | 6.67 | 10 | 7.84 | 20A DOUBLE POLE 'FRIDGE' | B
F9023FZ | 6.67 | 10 | 7.84 | 20A DOUBLE POLE 'FREEZER' | B
F9023HB | 6.67 | 10 | 7.84 | 20A DOUBLE POLE 'HOB' | B
F9023HH | 6.74 | 10 | 7.92 | 20A DOUBLE POLE 'HOB HOOD' | B
F9023LI | 6.64 | 10 | 7.8 | 20A DOUBLE POLE 'LIGHT' | B
F9023MW | 6.67 | 10 | 7.84 | 20A DOUBLE POLE WITH 'WASHING MACHINE' | B
F9023OV | 6.67 | 10 | 7.84 | 20A DOUBLE POLE 'OVEN' | B
F9023PH | 6.64 | 10 | 7.8 | 20A DOUBLE POLE PLINTH 'HEATER' | B
F9023PL | 7.27 | 10 | 8.54 | 20A DOUBLE POLE 'PILOT LIGHT' | B
F9023RR | 6.65 | 10 | 7.81 | 20A DOUBLE POLE 'RED ROCKER' | B
F9023TD | 6.67 | 10 | 7.84 | 20A DOUBLE POLE 'TUMBLE DRYER' | B
F9023TR | 6.74 | 10 | 7.92 | 20A DOUBLE POLE 'TOWEL RAIL' | B
F9023WDR | 6.74 | 10 | 7.92 | 20A DOUBLE POLE WITH 'WASHER DRYER' | B
F9023WH | 6.74 | 10 | 7.92 | 20A DOUBLE POLE 'WATER HEATER' | B
F9023WM | 6.67 | 10 | 7.84 | 20A DOUBLE POLE WITH 'WASHING MACHINE' | B
F9024 | 6.69 | 10 | 7.87 | 20A 2WAY CENTRE OFF | B
F9024B | 7.16 | 10 | 8.42 | 20A 2WAY CENTRE OFF - BLACK | B
F9024RR | 7.22 | 10 | 8.49 | 20A 2WAY CENTRE OFF | B
F9025 | 7.22 | 10 | 8.49 | 20A DOUBLE POLE WITH INDICATOR | B
F9025B | 8.37 | 10 | 9.83 | 20A DOUBLE POLE WITH INDICATOR - BLACK | B
F9025BO | 8.81 | 10 | 10.35 | 20A DOUBLE POLE 'BOILER' | B
F9025CH | 8.81 | 10 | 10.35 | 20A DOUBLE POLE 'CENTRAL HEATING' | B
F9025DW | 8.81 | 10 | 10.35 | 20A DOUBLE POLE 'DISHWASHER' | B
F9025EF | 8.81 | 10 | 10.35 | 20A DOUBLE POLE 'EXTRACT FAN' | B
F9025FF | 8.81 | 10 | 10.35 | 20A DOUBLE POLE 'FRIDGE FREEZER' | B
F9025FG | 8.81 | 10 | 10.35 | 20A DOUBLE POLE 'FRIDGE' | B
F9025HB | 8.81 | 10 | 10.35 | 20A DOUBLE POLE 'HOB' | B
F9025HE | 8.81 | 10 | 10.35 | 20A DOUBLE POLE 'HEATER' | B
F9025MW | 8.81 | 10 | 10.35 | 20A DOUBLE POLE 'MICROWAVE OVEN' | B
F9025PH | 8.81 | 10 | 10.35 | 20A DOUBLE POLE 'PLINTH HEATER' | B
F9025TD | 8.81 | 10 | 10.35 | 20A DOUBLE POLE 'TUMBLE DRYER' | B
F9025WDR | 8.81 | 10 | 10.35 | 20A DOUBLE POLE 'WASHER DRYER' | B
F9025WH | 8.81 | 10 | 10.35 | 20A DOUBLE POLE 'WATER HEATER' | B
F9025WM | 8.81 | 10 | 10.35 | 20A DOUBLE POLE 'WACHINE MACHINE' | B
F9026 | 9.52 | 10 | 11.19 | 20A KEY SWITCH 2 WAY | B
F9026B | 9.86 | 10 | 11.58 | 20A KEY SWITCH 2 WAY - BLACK | B
F9026BEL | 12.54 | 10 | 14.73 | 20A KEY SWITCH 2 WAY PRINTED WITH 'EMG LGT TEST CHARGE' - BLACK | B
F9026EL | 12.18 | 10 | 14.31 | 20A KEY SWITCH 2 WAY PRINTED WITH 'EMG LGT TEST CHARGE' | B
F9027 | 9.33 | 10 | 10.96 | 20A KEY SWITCH DOUBLE POLE | B
F9027B | 9.64 | 10 | 11.33 | 20A KEY SWITCH DOUBLE POLE - BLACK | B
F9027BEL | 11.89 | 10 | 13.97 | 20A KEY SWITCH DOUBLE POLE PRINTED WITH 'EMG LGT TEST CHARGE' - BLACK | B
F9027EL | 11.43 | 10 | 13.43 | 20A KEY SWITCH DOUBLE POLE PRINTED WITH 'EMG LGT TEST CHARGE' | B
F9027N | 11.01 | 10 | 12.93 | 20A KEY SWITCH DOUBLE POLE WITH INDICATOR | B
F9027NB | 11.56 | 10 | 13.58 | 20A KEY SWITCH DOUBLE POLE WITH INDICATOR - BLACK | B
F9027RR | 10.3 | 10 | 12.11 | 20A KEY SWITCH DOUBLE POLE | B
F9028 | 10.89 | 10 | 12.8 | 20A KEY SWITCH 2 WAY CENRE OFF BIAS | B
F9028B | 11.63 | 10 | 13.66 | 20A KEY SWITCH 2 WAY CENRE OFF BIAS - BLACK | B
F9029 | 8.64 | 10 | 10.14 | 20A DOUBLE POLE PUSH TO BREAK | B
F9029RR | 9.28 | 10 | 10.9 | 20A DOUBLE POLE PUSH TO BREAK | B
F9030 | 8.64 | 10 | 10.14 | 20A DOUBLE POLE PUSH TO MAKE | B
F9030B | 9.23 | 10 | 10.86 | 20A DOUBLE POLE PUSH TO MAKE - BLACK | B
F9030RR | 9.28 | 10 | 10.9 | 20A DOUBLE POLE PUSH TO MAKE | B
F9031 | 12.95 | 10 | 15.21 | 20A KEY SWITCH INTERMEDIATE | B
F9031B | 13.82 | 10 | 16.24 | 20A KEY SWITCH INTERMEDIATE - BLACK | B
F9032 | 6.98 | 10 | 8.2 | 16A 1 WAY TWIN SWITCH MODULE | B
F9033 | 14.19 | 10 | 16.68 | 20A 2WAY CENTRE OFF BIAS | B
F9033B | 15.56 | 10 | 18.29 | 20A 2WAY CENTRE OFF BIAS - BLACK | B
F9033RR | 16.57 | 10 | 19.47 | 20A 2WAY CENTRE OFF BIAS | B
F9060 | 1.89 | 10 | 2.22 | BLANK | B
F9060B | 1.98 | 10 | 2.32 | BLANK - BLACK | B
F9061 | 10.53 | 10 | 12.37 | RED NEON 230V | B
F9061/24V | 11.49 | 10 | 13.5 | RED NEON 24V | B
F9061B | 10.89 | 10 | 12.8 | RED NEON 230V - BLACK | B
F9062 | 10.53 | 10 | 12.37 | AMBER NEON 230V | B
F9062/24V | 11.49 | 10 | 13.5 | AMBER NEON 24V | B
F9063 | 10.53 | 10 | 12.37 | GREEN NEON 230V | B
F9063/24V | 11.49 | 10 | 13.5 | GREEN NEON 24V | B
F9064 | 48.43 | 1 |  | 250W DIMMER UNIVERSAL | B
F9064B | 51.72 | 1 |  | 250W DIMMER UNIVERSAL - BLACK | B
F9065 | 54.3 | 1 |  | 400W DIMMER UNIVERSAL | B
F9065B | 57.98 | 1 |  | 400W DIMMER UNIVERSAL - BLACK | B
F9066 | 65.22 | 1 |  | 500W DIMMER | B
F9066B | 69.64 | 1 |  | 500W DIMMER | B
F9072 | 9.66 | 10 | 11.35 | 13A FUSE MODULE | B
F9072B | 10.64 | 10 | 12.5 | 13A FUSE MODULE - BLACK | B
F9072RR | 11.5 | 10 | 13.51 | 13A FUSE MODULE | B
F9073 | 7.28 | 10 | 8.56 | CABLE OUTLET | B
F9073B | 7.79 | 10 | 9.14 | CABLE OUTLET - BLACK | B
F9076 | 21.94 | 1 |  | BUZZER | B
F9078 | 76.13 | 1 |  | 1-10V DIMMER | B
F9078B | 81.31 | 1 |  | 1-10V DIMMER - BLACK | B
F9099 | 1.3 | 1 |  | Replacement key for PREMERA MIX | B
F9201 | 5.35 | 5 | 6.28 | 10A 2 WAY BROAD ROCKER | B
F9201B | 5.61 | 5 | 6.59 | 10A 2 WAY BROAD ROCKER - BLACK | B
F9204 | 8.17 | 5 | 9.59 | 10A 2 WAY BROAD ROCKER PUSH TO MAKE | B
F9204B | 8.58 | 5 | 10.09 | 10A 2 WAY BROAD ROCKER PUSH TO MAKE - BLACK | B
F9221 | 6.39 | 5 | 7.51 | 20A 2 WAY BROAD | B
F9221B | 6.72 | 5 | 7.89 | 20A 2 WAY BROAD - BLACK | B
F9222 | 11.11 | 5 | 13.05 | 20A INTERMEDIATE BROAD ROCKER SWITCH | B
F9222B | 11.66 | 5 | 13.7 | 20A INTERMEDIATE BROAD ROCKER SWITCH - BLACK | B
F9223 | 6.97 | 5 | 8.19 | 20A DOUBLE POLE BROAD ROCKER | B
F9223B | 7.31 | 5 | 8.59 | 20A DOUBLE POLE BROAD ROCKER - BLACK | B
F9224 | 7.89 | 5 | 9.27 | 20A 2WAY CENTRE OFF BROAD ROCKER | B
F9224B | 8.29 | 5 | 9.74 | 20A 2WAY CENTRE OFF BROAD ROCKER - BLACK | B
F9225 | 8.42 | 5 | 9.89 | 20A DOUBLE POLE BROAD ROCKER INDICATOR | B
F9225B | 8.84 | 5 | 10.4 | 20A DOUBLE POLE BROAD ROCKER INDICATOR - BLACK | B
F9233 | 15.39 | 5 | 18.08 | 20A 2WAY CENTRE OFF BIAS BROAD ROCKER | B
F9233B | 16.16 | 5 | 18.99 | 20A 2WAY CENTRE OFF BIAS BROAD ROCKER - BLACK | B
F9306 | 9.81 | 5 | 11.52 | 6A 3 PIN SHUTTERED SOCKET | B
F9306B | 10.29 | 5 | 12.1 | 6A 3 PIN SHUTTERED SOCKET - BLACK | B
F9313 | 9.81 | 5 | 11.52 | 13A 3 PIN SOCKET MODULE | B
F9313B | 10.29 | 5 | 12.1 | 13A 3 PIN SOCKET MODULE - BLACK | B
F9314 | 9.81 | 5 | 11.52 | 13A 3 PIN NON STANDARD SOCKET | B
F9314B | 10.29 | 5 | 12.1 | 13A 3 PIN NON STANDARD SOCKET - BLACK | B
F9315 | 9.81 | 5 | 11.52 | 15A 3 PIN SHUTTERED SOCKET | B
F9315B | 10.29 | 5 | 12.1 | 15A 3 PIN SHUTTERED SOCKET - BLACK | B
F9317 | 9.81 | 5 | 11.52 | 16A SCHUKO SOCKET | B
F9317B | 10.29 | 5 | 12.1 | 16A SCHUKO SOCKET - BLACK | B
F9318 | 9.81 | 5 | 11.52 | 15A 3 PIN 127V SASO SOCKET | B
F9318B | 10.29 | 5 | 12.1 | 15A 3 PIN 127V SASO SOCKET - BLACK | B
F9400 | 5.2 | 1 |  | XCOMFORT MODULE SURFACE MOUNTING PLATE | B
F9401 | 53.29 | 1 |  | XCOMFORT 1G SWITCH MODULE | B
F9402 | 63.03 | 1 |  | XCOMFORT 2G SWITCH MODULE | B
F9404 | 72.78 | 1 |  | XCOMFORT 4G SWITCH MODULE | B
FL321 | 12.72 | 1 |  | 3 PIN LSC PLUG 2MTRS 1.00MM | B
FL331 | 14.15 | 1 |  | 3 PIN LSC PLUG 3MTRS 1.00MM | B
FL341 | 16.26 | 1 |  | 3 PIN LSC PLUG 4MTRS 1.00MM | B
FL351 | 18.46 | 1 |  | 3 PIN LSC PLUG 5MTRS 1.00MM | B
FL421 | 15.58 | 1 |  | 4 PIN LSC PLUG 2MTRS 1.00MM | B
FL431 | 17.62 | 1 |  | 4 PIN LSC PLUG 3MTRS 1.00MM | B
FL441 | 19.79 | 1 |  | 4 PIN LSC PLUG 4MTRS 1.00MM | B
FL451 | 21.18 | 1 |  | 4 PIN LSC PLUG 5MTRS 1.00MM | B
FM8340 | 2.79 | 5 | 3.29 | 1&2G GRID BOX SURFACE SM | B
FM8341 | 4.88 | 5 | 5.73 | 3&4G GRID BOX SURFACE SM | B
FM8349 | 3.54 | 5 | 4.16 | 1&2G GRID BOX NO KNOCKOUTS SUR | B
FM8350 | 5.18 | 5 | 6.08 | 3&4G GRID BOX NO KNOCKOUTS SUR | B
FP320 | 6.69 | 1 |  | 3 PIN LSC PLUG 2MTRS 0.75MM | B
FP321 | 9.44 | 1 |  | 3 PIN LSC PLUG 2MTRS 1.00MM | B
FP330 | 8.05 | 1 |  | 3 PIN LSC PLUG 3MTRS 0.75MM | B
FP331 | 10.94 | 1 |  | 3 PIN LSC PLUG 3MTRS 1.00MM | B
FP340 | 9.58 | 1 |  | 3 PIN LSC PLUG 4MTRS 0.75MM | B
FP341 | 12.31 | 1 |  | 3 PIN LSC PLUG 4MTRS 1.00MM | B
FP351 | 13.67 | 1 |  | 3 PIN LSC PLUG 5MTRS 1.00MM | B
FP421 | 12.72 | 1 |  | 4 PIN LSC PLUG 2MTRS 1.00MM | B
FP431 | 14.15 | 1 |  | 4 PIN LSC PLUG 3MTS 1.00MM | B
FP441 | 15.58 | 1 |  | 4 PIN LSC PLUG 4MTS 1.00MM | B
FP451 | 17.62 | 1 |  | 4 PIN LSC PLUG 5MTS 1.00MM | B
GEE3016FFG | 192.03 | 1 |  | 16A 3P 25KA E-MCCB BC | H
GEE3020FFG | 192.03 | 1 |  | 20A 3P 25KA E-MCCB BC | H
GEE3032FFG | 192.03 | 1 |  | 32A 3P 25KA E-MCCB BC | H
GEE3040FFG | 192.03 | 1 |  | 40A 3P 25KA E-MCCB BC | H
GEE3050FFG | 192.03 | 1 |  | 50A 3P 25KA E-MCCB BC | H
GEE3063FFG | 198.5 | 1 |  | 63A 3P 25KA E-MCCB BC | H
GEE3080FFG | 198.5 | 1 |  | 80A 3P 25KA E-MCCB BC | H
GEE3100FFG | 198.5 | 1 |  | 100A 3P 25KA E-MCCB BC | H
GEE3125FFG | 256.77 | 1 |  | 125A 3P 25KA E-MCCB BC | H
GEK3125KSG | 189.15 | 1 |  | 125A 3P CBS E-MCCB BC | H
GES1016FFG | 88.81 | 1 |  | 16A 1P 35KA S-MCCB | H
GES1020FFG | 88.81 | 1 |  | 20A 1P 35KA S-MCCB | H
GES1032FFG | 88.81 | 1 |  | 32A 1P 35KA S-MCCB | H
GES1050FFG | 88.81 | 1 |  | 50A 1P 35KA S-MCCB | H
GES1063FFG | 97.13 | 1 |  | 63A 1P 35KA S-MCCB | H
GES1080FFG | 97.13 | 1 |  | 80A 1P 35KA S-MCCB | H
GES1100FFG | 97.13 | 1 |  | 100A 1P 35KA S-MCCB | H
GES1125FFG | 97.13 | 1 |  | 125A 1P 35KA S-MCCB | H
GES3160AFG | 303.5 | 1 |  | 160A 3P 40KA AT E-MCCB BC | H
GJK3250KSG | 428.86 | 1 |  | 250A 3P CBS J-MCCB BC | H
GJS3080AAG | 264.42 | 1 |  | 80A 3P 40KA AA J-MCCB BC | H
GJS3100AAG | 264.42 | 1 |  | 100A 3P 40KA AA J-MCCB BC | H
GJS3125AAG | 281.2 | 1 |  | 125A 3P 40KA AA J-MCCB BC | H
GJS3160AAG | 357.14 | 1 |  | 160A 3P 40KA AA J-MCCB BC | H
GJS3200AAG | 406.15 | 1 |  | 200A 3P 40KA AA J-MCCB BC | H
GJS3250AAG | 565.55 | 1 |  | 250A 3P 40KA AA J-MCCB BC | H
GLK3400KSM | 715.37 | 1 |  | 400A 3P CBS L-MCCB MN | H
GLK3630KSM | 1145.34 | 1 |  | 630A 3P CBS L-MCCB MN | H
GLS3250AAM | 723.45 | 1 |  | 250A 3P 50KA AA L-MCCB MN | H
GLS3320AAM | 723.45 | 1 |  | 320A 3P 50KA AA L-MCCB MN | H
GLS3400AAM | 723.45 | 1 |  | 400A 3P 50KA AA L-MCCB MN | H
GLS3630AAM | 1130.53 | 1 |  | 630A 3P 50KA AA L-MCCB MN | H
LDU10 | 142.09 | 1 |  | 10G LSC OUTLET UNIT 4 PIN | B
LDU12 | 162.37 | 1 |  | 12G LSC OUTLET UNIT 4 PIN | B
LDU6 | 109.2 | 1 |  | 6G LSC OUTLET UNIT 4 PIN | B
LDU8 | 129.44 | 1 |  | 8G LSC OUTLET UNIT 4 PIN | B
M21MSSU | 31.56 | 1 |  | 1-WAY START CONTROL | H
M21MSU | 33.7 | 1 |  | 1-WAY STOP CONTROL | H
M21MSU2K | 70.62 | 1 |  | KEY SELECTOR TWO POS N /O | H
M21MSU2SK | 70.73 | 1 |  | K-SELECTOR 2 POS SPRING RET | H
M21MSULK | 73.69 | 1 |  | MUSH.HD.LATCH STOP K-RELEASE | H
M21MSUML | 48.71 | 1 |  | 1-WAY LATCHED STOP | H
M22MSU | 40.95 | 1 |  | 2-WAY START-STOP | H
M22MSUL | 51.89 | 1 |  | 2-WAY START-LATCH | H
M23MSUL | 77.26 | 1 |  | 3-WAY FOR-REV-LATCH | H
MBH101 | 23.64 | 12 | 27.78 | MSHD 2 1A 10KA TYPE B SP MCB | H
MBH101N | 67.49 | 6 | 79.3 | MSHD 2 1A 10KA TYPE B SPSN MCB | H
MBH102 | 22.56 | 12 | 26.51 | MSHD 2 2A 10KA TYPE B SP MCB | H
MBH102N | 64.43 | 6 | 75.72 | MSHD 2 2A 10KA TYPE B SPSN MCB | H
MBH104 | 21.32 | 12 | 25.05 | MSHD 2 4A 10KA TYPE B SP MCB | H
MBH104N | 60.85 | 6 | 71.5 | MSHD 2 4A 10KA TYPE B SPSN MCB | H
MBH106 | 19.56 | 12 | 22.99 | MSHD 2 6A 10KA TYPE B SP MCB | H
MBH106N | 55.86 | 6 | 65.63 | MSHD 2 6A 10KA TYPE B SPSN MCB | H
MBH108 | 18.66 | 12 | 21.93 | MSHD 2 8A 10KA TYPE B SP MCB | H
MBH108N | 53.15 | 6 | 62.46 | MSHD 2 8A 10KA TYPE B SPSN MCB | H
MBH110 | 18.66 | 12 | 21.93 | MSHD 2 10A 10KA TYPE B SP MCB | H
MBH110N | 53.15 | 6 | 62.46 | MSHD2 10A 10KA TYPE B SPSN MCB | H
MBH113 | 18.66 | 12 | 21.93 | MSHD 2 13A 10KA TYPE B SP MCB | H
MBH113N | 53.15 | 6 | 62.46 | MSHD2 13A 10KA TYPE B SPSN MCB | H
MBH116 | 18.66 | 12 | 21.93 | MSHD 2 16A 10KA TYPE B SP MCB | H
MBH116N | 53.15 | 6 | 62.46 | MSHD2 16A 10KA TYPE B SPSN MCB | H
MBH120 | 18.66 | 12 | 21.93 | MSHD 2 20A 10KA TYPE B SP MCB | H
MBH120N | 53.15 | 6 | 62.46 | MSHD2 20A 10KA TYPE B SPSN MCB | H
MBH125 | 18.66 | 12 | 21.93 | MSHD 2 25A 10KA TYPE B SP MCB | H
MBH125N | 53.15 | 6 | 62.46 | MSHD2 25A 10KA TYPE B SPSN MCB | H
MBH132 | 18.66 | 12 | 21.93 | MSHD 2 32A 10KA TYPE B SP MCB | H
MBH132N | 53.15 | 6 | 62.46 | MSHD2 32A 10KA TYPE B SPSN MCB | H
MBH140 | 20.34 | 12 | 23.91 | MSHD 2 40A 10KA TYPE B SP MCB | H
MBH140N | 58.03 | 6 | 68.18 | MSHD2 40A 10KA TYPE B SPSN MCB | H
MBH150 | 20.34 | 12 | 23.91 | MSHD 2 50A 10KA TYPE B SP MCB | H
MBH150N | 58.03 | 6 | 68.18 | MSHD2 50A 10KA TYPE B SPSN MCB | H
MBH163 | 22.26 | 12 | 26.16 | MSHD 2 63A 10KA TYPE B SP MCB | H
MBH163N | 61.96 | 6 | 72.81 | MSHD2 63A 10KA TYPE B SPSN MCB | H
MBH201 | 67.49 | 6 | 79.3 | MSHD 2 1A 10KA TYPE B DP MCB | H
MBH202 | 64.43 | 6 | 75.72 | MSHD 2 2A 10KA TYPE B DP MCB | H
MBH204 | 60.85 | 6 | 71.5 | MSHD 2 4A 10KA TYPE B DP MCB | H
MBH206 | 55.86 | 6 | 65.63 | MSHD 2 6A 10KA TYPE B DP MCB | H
MBH208 | 53.15 | 6 | 62.46 | MSHD 2 8A 10KA TYPE B DP MCB | H
MBH210 | 53.15 | 6 | 62.46 | MSHD 2 10A 10KA TYPE B DP MCB | H
MBH213 | 53.15 | 6 | 62.46 | MSHD 2 13A 10KA TYPE B DP MCB | H
MBH216 | 53.15 | 6 | 62.46 | MSHD 2 16A 10KA TYPE B DP MCB | H
MBH220 | 53.15 | 6 | 62.46 | MSHD 2 20A 10KA TYPE B DP MCB | H
MBH225 | 53.15 | 6 | 62.46 | MSHD 2 25A 10KA TYPE B DP MCB | H
MBH232 | 53.15 | 6 | 62.46 | MSHD 2 32A 10KA TYPE B DP MCB | H
MBH240 | 58.03 | 6 | 68.18 | MSHD 2 40A 10KA TYPE B DP MCB | H
MBH250 | 58.03 | 6 | 68.18 | MSHD 2 50A 10KA TYPE B DP MCB | H
MBH263 | 62.91 | 6 | 73.91 | MSHD 2 63A 10KA TYPE B DP MCB | H
MBH301 | 100.06 | 4 | 117.58 | MSHD 2 1A 10KA TYPE B TP MCB | H
MBH302 | 95.48 | 4 | 112.19 | MSHD 2 2A 10KA TYPE B TP MCB | H
MBH304 | 90.15 | 4 | 105.93 | MSHD 2 4A 10KA TYPE B TP MCB | H
MBH306 | 82.71 | 4 | 97.19 | MSHD 2 6A 10KA TYPE B TP MCB | H
MBH308 | 79.27 | 4 | 93.14 | MSHD 2 8A 10KA TYPE B TP MCB | H
MBH310 | 79.27 | 4 | 93.14 | MSHD 2 10A 10KA TYPE B TP MCB | H
MBH313 | 79.27 | 4 | 93.14 | MSHD 2 13A 10KA TYPE B TP MCB | H
MBH316 | 79.27 | 4 | 93.14 | MSHD 2 16A 10KA TYPE B TP MCB | H
MBH320 | 79.27 | 4 | 93.14 | MSHD 2 20A 10KA TYPE B TP MCB | H
MBH325 | 79.27 | 4 | 93.14 | MSHD 2 25A 10KA TYPE B TP MCB | H
MBH332 | 79.27 | 4 | 93.14 | MSHD 2 32A 10KA TYPE B TP MCB | H
MBH340 | 86 | 4 | 101.05 | MSHD 2 40A 10KA TYPE B TP MCB | H
MBH350 | 86 | 4 | 101.05 | MSHD 2 50A 10KA TYPE B TP MCB | H
MBH363 | 95.48 | 4 | 112.19 | MSHD2 63A 10KA TYPE B TP MCB | H
MBH401 | 157.48 | 3 | 185.04 | MSHD2 1A 10KA TYPE B 4P MCB | H
MBH402 | 150.28 | 3 | 176.58 | MSHD2 2A 10KA TYPE B 4P MCB | H
MBH404 | 141.93 | 3 | 166.77 | MSHD2 4A 10KA TYPE B 4P MCB | H
MBH406 | 130.21 | 3 | 153.01 | MSHD2 6A 10KA TYPE B 4P MCB | H
MBH408 | 122.62 | 3 | 144.08 | MSHD2 8A 10KA TYPE B 4P MCB | H
MBH410 | 122.62 | 3 | 144.08 | MSHD2 10A 10KA TYPE B 4P MCB | H
MBH413 | 122.62 | 3 | 144.08 | MSHD2 13A 10KA TYPE B 4P MCB | H
MBH416 | 122.62 | 3 | 144.08 | MSHD2 16A 10KA TYPE B 4P MCB | H
MBH420 | 122.62 | 3 | 144.08 | MSHD2 20A 10KA TYPE B 4P MCB | H
MBH425 | 122.62 | 3 | 144.08 | MSHD2 25A 10KA TYPE B 4P MCB | H
MBH432 | 122.62 | 3 | 144.08 | MSHD2 32A 10KA TYPE B 4P MCB | H
MBH440 | 135.36 | 3 | 159.05 | MSHD2 40A 10KA TYPE B 4P MCB | H
MBH450 | 135.36 | 3 | 159.05 | MSHD2 50A 10KA TYPE B 4P MCB | H
MBH463 | 150.28 | 3 | 176.58 | MSHD2 63A 10KA TYPE B 4P MCB | H
MBV106 | 29.05 | 12 | 34.13 | MSHD 2 6A 15KA TYPE B SP MCB | H
MBV110 | 27.46 | 12 | 32.27 | MSHD2 10A 15KA TYPE B SP MCB | H
MBV116 | 27.46 | 12 | 32.27 | MSHD2 16A 15KA TYPE B SP MCB | H
MBV120 | 27.46 | 12 | 32.27 | MSHD2 20A 15KA TYPE B SP MCB | H
MBV125 | 27.46 | 12 | 32.27 | MSHD2 25A 15KA TYPE B SP MCB | H
MBV132 | 27.46 | 12 | 32.27 | MSHD2 32A 15KA TYPE B SP MCB | H
MBV140 | 29.72 | 12 | 34.91 | MSHD2 40A 15KA TYPE B SP MCB | H
MBV150 | 29.72 | 12 | 34.91 | MSHD2 50A 15KA TYPE B SP MCB | H
MBV163 | 32.2 | 12 | 37.84 | MSHD2 63A 15KA TYPE B SP MCB | H
MBV206 | 82.08 | 6 | 96.44 | MSHD2 6A 15KA TYPE B DP MCB | H
MBV210 | 78.1 | 6 | 91.76 | MSHD2 10A 15KA TYPE B DP MCB | H
MBV216 | 78.1 | 6 | 91.76 | MSHD2 16A 15KA TYPE B DP MCB | H
MBV220 | 78.1 | 6 | 91.76 | MSHD2 20A 15KA TYPE B DP MCB | H
MBV225 | 78.1 | 6 | 91.76 | MSHD2 25A 15KA TYPE B DP MCB | H
MBV232 | 78.1 | 6 | 91.76 | MSHD2 32A 15KA TYPE B DP MCB | H
MBV240 | 85.35 | 6 | 100.29 | MSHD2 40A 15KA TYPE B DP MCB | H
MBV250 | 85.35 | 6 | 100.29 | MSHD2 50A 15KA TYPE B DP MCB | H
MBV263 | 91.11 | 6 | 107.07 | MSHD2 63A 15KA TYPE B DP MCB | H
MBV306 | 121.44 | 4 | 142.69 | MSHD2 6A 15KA TYPE B TP MCB | H
MBV310 | 115.76 | 4 | 136.02 | MSHD2 10A 15KA TYPE B TP MCB | H
MBV316 | 115.76 | 4 | 136.02 | MSHD2 16A 15KA TYPE B TP MCB | H
MBV320 | 115.76 | 4 | 136.02 | MSHD2 20A 15KA TYPE B TP MCB | H
MBV325 | 115.76 | 4 | 136.02 | MSHD2 25A 15KA TYPE B TP MCB | H
MBV332 | 115.76 | 4 | 136.02 | MSHD2 32A 15KA TYPE B TP MCB | H
MBV340 | 126.06 | 4 | 148.12 | MSHD2 40A 15KA TYPE B TP MCB | H
MBV350 | 126.06 | 4 | 148.12 | MSHD2 50A 15KA TYPE B TP MCB | H
MBV363 | 134.96 | 4 | 158.59 | MSHD2 63A 15KA TYPE B TP MCB | H
MCH101 | 23.64 | 12 | 27.78 | MSHD 2 1A 10KA TYPE C SP MCB | H
MCH101N | 67.49 | 6 | 79.3 | MSHD 2 1A 10KA TYPE C SPSN MCB | H
MCH102 | 22.56 | 12 | 26.51 | MSHD2 2A 10KA TYPE C SP MCB | H
MCH102N | 64.43 | 6 | 75.72 | MSHD 2 2A 10KA TYPE C SPSN MCB | H
MCH104 | 21.32 | 12 | 25.05 | MSHD2 4A 10KA TYPE C SP MCB | H
MCH104N | 60.85 | 6 | 71.5 | MSHD 2 4A 10KA TYPE C SPSN MCB | H
MCH106 | 19.56 | 12 | 22.99 | MSHD2 6A 10KA TYPE C SP MCB | H
MCH106N | 55.86 | 6 | 65.63 | MSHD 2 6A 10KA TYPE C SPSN MCB | H
MCH108 | 18.66 | 12 | 21.93 | MSHD 2 8A 10KA TYPE C SP MCB | H
MCH108N | 53.15 | 6 | 62.46 | MSHD 2 8A 10KA TYPE C SPSN MCB | H
MCH110 | 18.66 | 12 | 21.93 | MSHD 2 10A 10KA TYPE C SP MCB | H
MCH110N | 53.15 | 6 | 62.46 | MSHD2 10A 10KA TYPE C SPSN MCB | H
MCH113 | 18.66 | 12 | 21.93 | MSHD 2 13A 10KA TYPE C SP MCB | H
MCH113N | 53.15 | 6 | 62.46 | MSHD2 13A 10KA TYPE C SPSN MCB | H
MCH116 | 18.66 | 12 | 21.93 | MSHD2 16A 10KA TYPE C SP MCB | H
MCH116N | 53.15 | 6 | 62.46 | MSHD2 16A 10KA TYPE C SPSN MCB | H
MCH120 | 18.66 | 12 | 21.93 | MSHD2 20A 10KA TYPE C SP MCB | H
MCH120N | 53.15 | 6 | 62.46 | MSHD2 20A 10KA TYPE C SPSN MCB | H
MCH125 | 18.66 | 12 | 21.93 | MSHD2 25A 10KA TYPE C SP MCB | H
MCH125N | 53.15 | 6 | 62.46 | MSHD2 25A 10KA TYPE C SPSN MCB | H
MCH132 | 18.66 | 12 | 21.93 | MSHD 2 32A 10KA TYPE C SP MCB | H
MCH132N | 53.15 | 6 | 62.46 | MSHD2 32A 10KA TYPE C SPSN MCB | H
MCH140 | 20.34 | 12 | 23.91 | MSHD2 40A 10KA TYPE C SP MCB | H
MCH140N | 58.03 | 6 | 68.18 | MSHD2 40A 10KA TYPE C SPSN MCB | H
MCH150 | 20.34 | 12 | 23.91 | MSHD2 50A 10KA TYPE C SP MCB | H
MCH150N | 58.03 | 6 | 68.18 | MSHD2 50A 10KA TYPE C SPSN MCB | H
MCH163 | 22.26 | 12 | 26.16 | MSHD 2 63A 10KA TYPE C SP MCB | H
MCH163N | 62.91 | 6 | 73.91 | MSHD2 63A 10KA TYPE C SPSN MCB | H
MCH201 | 67.49 | 6 | 79.3 | MSHD2 1A 10KA TYPE C DP MCB | H
MCH202 | 64.43 | 6 | 75.72 | MSHD 2 2A 10KA TYPE C DP MCB | H
MCH204 | 60.85 | 6 | 71.5 | MSHD 2 4A 10KA TYPE C DP MCB | H
MCH206 | 55.86 | 6 | 65.63 | MSHD 2 6A 10KA TYPE C DP MCB | H
MCH208 | 53.15 | 6 | 62.46 | MSHD 2 8A 10KA TYPE C DP MCB | H
MCH210 | 53.15 | 6 | 62.46 | MSHD 2 10A 10KA TYPE C DP MCB | H
MCH213 | 53.15 | 6 | 62.46 | MSHD 2 13A 10KA TYPE C DP MCB | H
MCH216 | 53.15 | 6 | 62.46 | MSHD 2 16A 10KA TYPE C DP MCB | H
MCH220 | 53.15 | 6 | 62.46 | MSHD 2 20A 10KA TYPE C DP MCB | H
MCH225 | 53.15 | 6 | 62.46 | MSHD 2 25A 10KA TYPE C DP MCB | H
MCH232 | 53.15 | 6 | 62.46 | MSHD 2 32A 10KA TYPE C DP MCB | H
MCH240 | 58.03 | 6 | 68.18 | MSHD 2 40A 10KA TYPE C DP MCB | H
MCH250 | 58.03 | 6 | 68.18 | MSHD 2 50A 10KA TYPE C DP MCB | H
MCH263 | 62.91 | 6 | 73.91 | MSHD 2 63A 10KA TYPE C DP MCB | H
MCH301 | 100.06 | 4 | 117.58 | MSHD 2 1A 10KA TYPE C TP MCB | H
MCH302 | 95.48 | 4 | 112.19 | MSHD 2 2A 10KA TYPE C TP MCB | H
MCH304 | 90.15 | 4 | 105.93 | MSHD 2 4A 10KA TYPE C TP MCB | H
MCH306 | 82.71 | 4 | 97.19 | MSHD 2 6A 10KA TYPE C TP MCB | H
MCH308 | 79.27 | 4 | 93.14 | MSHD 2 8A 10KA TYPE C TP MCB | H
MCH310 | 79.27 | 4 | 93.14 | MSHD 2 10A 10KA TYPE C TP MCB | H
MCH313 | 79.27 | 4 | 93.14 | MSHD 2 13A 10KA TYPE C TP MCB | H
MCH316 | 79.27 | 4 | 93.14 | MSHD 2 16A 10KA TYPE C TP MCB | H
MCH320 | 79.27 | 4 | 93.14 | MSHD 2 20A 10KA TYPE C TP MCB | H
MCH325 | 79.27 | 4 | 93.14 | M9HD 2 25A 10KA TYPE C TP MCB | H
MCH332 | 79.27 | 4 | 93.14 | MSHD 2 32A 10KA TYPE C TP MCB | H
MCH340 | 86.14 | 4 | 101.21 | MSHD 2 40A 10KA TYPE C TP MCB | H
MCH350 | 86.14 | 4 | 101.21 | MSHD 2 50A 10KA TYPE C TP MCB | H
MCH363 | 95.48 | 4 | 112.19 | MSHD 2 63A 10KA TYPE C TP MCB | H
MCH401 | 157.48 | 3 | 185.04 | MSHD2 1A 10KA TYPE C 4P MCB | H
MCH402 | 150.28 | 3 | 176.58 | MSHD2 2A 10KA TYPE C 4P MCB | H
MCH404 | 141.93 | 3 | 166.77 | MSHD2 4A 10KA TYPE C 4P MCB | H
MCH406 | 130.21 | 3 | 153.01 | MSHD2 6A 10KA TYPE C 4P MCB | H
MCH408 | 122.62 | 3 | 144.08 | MSHD2 8A 10KA TYPE C 4P MCB | H
MCH410 | 122.62 | 3 | 144.08 | MSHD2 10A 10KA TYPE C 4P MCB | H
MCH413 | 122.62 | 3 | 144.08 | MSHD2 13A 10KA TYPE C 4P MCB | H
MCH416 | 122.62 | 3 | 144.08 | MSHD2 16A 10KA TYPE C 4P MCB | H
MCH420 | 122.62 | 3 | 144.08 | MSHD2 20A 10KA TYPE C 4P MCB | H
MCH425 | 122.62 | 3 | 144.08 | MSHD2 25A 10KA TYPE C 4P MCB | H
MCH432 | 122.62 | 3 | 144.08 | MSHD2 32A 10KA TYPE C 4P MCB | H
MCH440 | 135.36 | 3 | 159.05 | MSHD2 40A 10KA TYPE C 4P MCB | H
MCH450 | 135.36 | 3 | 159.05 | MSHD2 50A 10KA TYPE C 4P MCB | H
MCH463 | 150.28 | 3 | 176.58 | MSHD2 63A 10KA TYPE C 4P MCB | H
MCV106 | 29.05 | 12 | 34.13 | MSHD 2 6A 15KA TYPE C SP MCB | H
MCV110 | 27.46 | 12 | 32.27 | MSHD2 10A 15KA TYPE C SP MCB | H
MCV116 | 27.46 | 12 | 32.27 | MSHD2 16A 15KA TYPE C SP MCB | H
MCV120 | 27.46 | 12 | 32.27 | MSHD2 20A 15KA TYPE C SP MCB | H
MCV125 | 27.46 | 12 | 32.27 | MSHD2 25A 15KA TYPE C SP MCB | H
MCV132 | 27.46 | 12 | 32.27 | MSHD2 32A 15KA TYPE C SP MCB | H
MCV140 | 29.72 | 12 | 34.91 | MSHD2 40A 15KA TYPE C SP MCB | H
MCV150 | 29.72 | 12 | 34.91 | MSHD2 50A 15KA TYPE C SP MCB | H
MCV163 | 32.2 | 12 | 37.84 | MSHD2 63A 15KA TYPE C SP MCB | H
MCV206 | 82.08 | 6 | 96.44 | MSHD2 6A 15KA TYPE C DP MCB | H
MCV210 | 78.1 | 6 | 91.76 | MSHD2 10A 15KA TYPE C DP MCB | H
MCV216 | 78.1 | 6 | 91.76 | MSHD2 16A 15KA TYPE C DP MCB | H
MCV220 | 78.1 | 6 | 91.76 | MSHD2 20A 15KA TYPE C DP MCB | H
MCV225 | 78.1 | 6 | 91.76 | MSHD2 25A 15KA TYPE C DP MCB | H
MCV232 | 78.1 | 6 | 91.76 | MSHD2 32A 15KA TYPE C DP MCB | H
MCV240 | 85.35 | 6 | 100.29 | MSHD2 40A 15KA TYPE C DP MCB | H
MCV250 | 85.35 | 6 | 100.29 | MSHD2 50A 15KA TYPE C DP MCB | H
MCV263 | 91.11 | 6 | 107.07 | MSHD2 63A 15KA TYPE C DP MCB | H
MCV306 | 121.44 | 4 | 142.69 | MSHD2 6A 15KA TYPE C TP MCB | H
MCV310 | 115.76 | 4 | 136.02 | MSHD2 10A 15KA TYPE C TP MCB | H
MCV316 | 115.76 | 4 | 136.02 | MSHD2 16A 15KA TYPE C TP MCB | H
MCV320 | 115.76 | 4 | 136.02 | MSHD2 20A 15KA TYPE C TP MCB | H
MCV325 | 115.76 | 4 | 136.02 | MSHD2 25A 15KA TYPE C TP MCB | H
MCV332 | 115.76 | 4 | 136.02 | MSHD2 32A 15KA TYPE C TP MCB | H
MCV340 | 126.06 | 4 | 148.12 | MSHD2 40A 15KA TYPE C TP MCB | H
MCV350 | 126.06 | 4 | 148.12 | MSHD2 50A 15KA TYPE C TP MCB | H
MCV363 | 134.96 | 4 | 158.59 | MSHD2 63A 15KA TYPE C TP MCB | H
MDH101 | 23.64 | 12 | 27.78 | MSHD 2 1A 10KA TYPE D SP MCB | H
MDH101N | 67.49 | 6 | 79.3 | MSHD2 1A 10KA TYPE D SPSN MCB | H
MDH102 | 22.56 | 12 | 26.51 | MSHD 2 2A 10KA TYPE D SP MCB | H
MDH102N | 64.43 | 6 | 75.72 | MSHD2 2A 10KA TYPE D SPSN MCB | H
MDH104 | 21.32 | 12 | 25.05 | MSHD 2 4A 10KA TYPE D SP MCB | H
MDH104N | 60.85 | 6 | 71.5 | MSHD2 4A 10KA TYPE D SPSN MCB | H
MDH106 | 19.56 | 12 | 22.99 | MSHD 2 6A 10KA TYPE D SP MCB | H
MDH106N | 55.69 | 6 | 65.45 | MSHD2 6A 10KA TYPE D SPSN MCB | H
MDH108 | 18.66 | 12 | 21.93 | MSHD 2 8A 10KA TYPE D SP MCB | H
MDH108N | 55.69 | 6 | 65.45 | MSHD2 8A 10KA TYPE D SPSN MCB | H
MDH110 | 18.66 | 12 | 21.93 | MSHD 2 10A 10KA TYPE D SP MCB | H
MDH110N | 53.15 | 6 | 62.46 | MSHD2 10A 10KA TYPE D SPSN MCB | H
MDH113 | 18.66 | 12 | 21.93 | MSHD 2 13A 10KA TYPE D SP MCB | H
MDH113N | 53.15 | 6 | 62.46 | MSHD2 13A 10KA TYPE D SPSN MCB | H
MDH116 | 18.66 | 12 | 21.93 | MSHD 2 16A 10KA TYPE D SP MCB | H
MDH116N | 53.15 | 6 | 62.46 | MSHD2 16A 10KA TYPE D SPSN MCB | H
MDH120 | 18.66 | 12 | 21.93 | MSHD 2 20A 10KA TYPE D SP MCB | H
MDH120N | 53.15 | 6 | 62.46 | MSHD2 20A 10KA TYPE D SPSN MCB | H
MDH125 | 18.66 | 12 | 21.93 | MSHD 2 25A 10KA TYPE D SP MCB | H
MDH125N | 53.15 | 6 | 62.46 | MSHD2 25A 10KA TYPE D SPSN MCB | H
MDH132 | 18.66 | 12 | 21.93 | MSHD 2 32A 10KA TYPE D SP MCB | H
MDH132N | 53.15 | 6 | 62.46 | MSHD2 32A 10KA TYPE D SPSN MCB | H
MDH201 | 67.49 | 6 | 79.3 | MSHD 2 1A 10KA TYPE D DP MCB | H
MDH202 | 64.43 | 6 | 75.72 | MSHD 2 2A 10KA TYPE D DP MCB | H
MDH204 | 60.85 | 6 | 71.5 | MSHD 2 4A 10KA TYPE D DP MCB | H
MDH206 | 55.86 | 6 | 65.63 | MSHD 2 6A 10KA TYPE D DP MCB | H
MDH208 | 53.15 | 6 | 62.46 | MSHD 2 8A 10KA TYPE D DP MCB | H
MDH210 | 53.15 | 6 | 62.46 | MSHD 2 10A 10KA TYPE D DP MCB | H
MDH213 | 53.15 | 6 | 62.46 | MSHD 2 13A 10KA TYPE D DP MCB | H
MDH216 | 53.15 | 6 | 62.46 | MSHD 2 16A 10KA TYPE D DP MCB | H
MDH220 | 53.15 | 6 | 62.46 | MSHD 2 20A 10KA TYPE D DP MCB | H
MDH225 | 53.15 | 6 | 62.46 | MSHD 2 25A 10KA TYPE D DP MCB | H
MDH232 | 53.15 | 6 | 62.46 | MSHD 2 32A 10KA TYPE D DP MCB | H
MDH301 | 100.06 | 4 | 117.58 | MSHD 2 1A 10KA TYPE D TP MCB | H
MDH302 | 95.48 | 4 | 112.19 | MSHD 2 2A 10KA TYPE D TP MCB | H
MDH304 | 90.15 | 4 | 105.93 | MSHD 2 4A 10KA TYPE D TP MCB | H
MDH306 | 82.71 | 4 | 97.19 | MSHD 2 6A 10KA TYPE D TP MCB | H
MDH308 | 79.27 | 4 | 93.14 | MSHD 2 8A 10KA TYPE D TP MCB | H
MDH310 | 79.27 | 4 | 93.14 | MSHD 2 10A 10KA TYPE D TP MCB | H
MDH313 | 79.27 | 4 | 93.14 | MSHD 2 13A 10KA TYPE D TP MCB | H
MDH316 | 79.27 | 4 | 93.14 | MSHD 2 16A 10KA TYPE D TP MCB | H
MDH320 | 79.27 | 4 | 93.14 | MSHD 2 20A 10KA TYPE D TP MCB | H
MDH325 | 79.27 | 4 | 93.14 | MSHD 2 25A 10KA TYPE D TP MCB | H
MDH332 | 79.27 | 4 | 93.14 | MSHD 2 32A 10KA TYPE D TP MCB | H
MDH401 | 157.48 | 3 | 185.04 | MSHD2 1A 10KA TYPE D 4P MCB | H
MDH402 | 150.28 | 3 | 176.58 | MSHD2 2A 10KA TYPE D 4P MCB | H
MDH404 | 141.93 | 3 | 166.77 | MSHD2 4A 10KA TYPE D 4P MCB | H
MDH406 | 130.21 | 3 | 153.01 | MSHD2 6A 10KA TYPE D 4P MCB | H
MDH408 | 122.62 | 3 | 144.08 | MSHD2 8A 10KA TYPE D 4P MCB | H
MDH410 | 122.62 | 3 | 144.08 | MSHD2 10A 10KA TYPE D 4P MCB | H
MDH413 | 122.62 | 3 | 144.08 | MSHD2 13A 10KA TYPE D 4P MCB | H
MDH416 | 122.62 | 3 | 144.08 | MSHD2 16A 10KA TYPE D 4P MCB | H
MDH420 | 122.62 | 3 | 144.08 | MSHD2 20A 10KA TYPE D 4P MCB | H
MDH425 | 122.62 | 3 | 144.08 | MSHD2 25A 10KA TYPE D 4P MCB | H
MDH432 | 122.62 | 3 | 144.08 | MSHD2 32A 10KA TYPE D 4P MCB | H
MR100 | 111.47 | 1 |  | MSH2 100MA FIELD FIT RCD POD | H
MR30 | 114.99 | 1 |  | MSH2 30MA FIELD FIT RCD POD | H
MR30LL | 126.44 | 1 |  | SPECIAL POD 30MA WITHLONGLEADS | H
N2-250KCO | 414.17 | 1 |  | N2 3POLE 250A ISOLATOR INCOMER | H
N2-4-250KCO | 579.84 | 1 |  | N2 4POLE 250A ISOLATOR INCOMER | H
N3-400 | 639.46 | 1 |  | Memshield 3 Panelboard Incoming Isolator N3 3-pole 400A | H
N3-4-400 | 895.24 | 1 |  | Memshield 3 Panelboard Incoming Isolator N3 4-pole 400A | H
NLW-4-630 | 1414.79 | 1 |  | Memshield 3 Panelboard Incoming Moulded Case Switch NLW 4-pole 630A | H
NLW-4-800 | 2121.08 | 1 |  | Memshield 3 Panelboard Incoming Moulded Case Switch NLW 4-pole 800A | H
NLW-630 | 1010.56 | 1 |  | Memshield 3 Panelboard Incoming Moulded Case Switch NLW 3-pole 630A | H
NLW-800 | 1515.06 | 1 |  | Memshield 3 Panelboard Incoming Moulded Case Switch NLW 3-pole 800A | H
NZM1-1-XKSA | 5.77 | 1 |  | NZM1 MCCB Single Pole Terminal Shield | H
NZM1-XKSA | 10.68 | 1 |  | NZM1 MCCB Triple Pole Terminal Shield | H
NZM2-XKSA | 13.87 | 1 |  | NZM2 MCCB Single Pole Terminal Shield | H
NZM3-XKSA | 19.21 | 1 |  | NZM3 MCCB Single Pole Terminal Shield | H
NZMB1-1-AF100 | 87.11 | 1 |  | Memshield 3 Panelboard Outgoing MCCB NZM1 1-pole 100A 25kA | H
NZMB1-1-AF125 | 87.11 | 1 |  | Memshield 3 Panelboard Outgoing MCCB NZM1 1-pole 125A 25kA | H
NZMB1-1-AF16 | 80.49 | 1 |  | Memshield 3 Panelboard Outgoing MCCB NZM1 1-pole 16A 25kA | H
NZMB1-1-AF20 | 80.49 | 1 |  | Memshield 3 Panelboard Outgoing MCCB NZM1 1-pole 20A 25kA | H
NZMB1-1-AF32 | 80.49 | 1 |  | Memshield 3 Panelboard Outgoing MCCB NZM1 1-pole 32A 25kA | H
NZMB1-1-AF40 | 80.49 | 1 |  | Memshield 3 Panelboard Outgoing MCCB NZM1 1-pole 40A 25kA | H
NZMB1-1-AF50 | 80.49 | 1 |  | Memshield 3 Panelboard Outgoing MCCB NZM1 1-pole 50A 25kA | H
NZMB1-1-AF63 | 87.11 | 1 |  | Memshield 3 Panelboard Outgoing MCCB NZM1 1-pole 63A 25kA | H
NZMB1-1-AF80 | 87.11 | 1 |  | Memshield 3 Panelboard Outgoing MCCB NZM1 1-pole 80A 25kA | H
NZMB1-A100 | 162.58 | 1 |  | Memshield 3 Panelboard Outgoing MCCB NZM1 3-pole 100A 25kA | H
NZMB1-A125 | 224.55 | 1 |  | Memshield 3 Panelboard Outgoing MCCB NZM1 3-pole 125A 25kA | H
NZMB1-A160 | 300.67 | 1 |  | Memshield 3 Panelboard Outgoing MCCB NZM1 3-pole 160A 25kA | H
NZMB1-A20 | 157.06 | 1 |  | Memshield 3 Panelboard Outgoing MCCB NZM1 3-pole 20A 25kA | H
NZMB1-A32 | 157.06 | 1 |  | Memshield 3 Panelboard Outgoing MCCB NZM1 3-pole 32A 25kA | H
NZMB1-A40 | 157.06 | 1 |  | Memshield 3 Panelboard Outgoing MCCB NZM1 3-pole 40A 25kA | H
NZMB1-A50 | 157.06 | 1 |  | Memshield 3 Panelboard Outgoing MCCB NZM1 3-pole 50A 25kA | H
NZMB1-A63 | 162.58 | 1 |  | Memshield 3 Panelboard Outgoing MCCB NZM1 3-pole 63A 25kA | H
NZMB1-A80 | 162.58 | 1 |  | Memshield 3 Panelboard Outgoing MCCB NZM1 3-pole 80A 25kA | H
NZMC1-A100 | 188.74 | 1 |  | Memshield 3 Panelboard Outgoing MCCB NZM1 3-pole 100A 36kA | H
NZMC1-A125 | 267.21 | 1 |  | Memshield 3 Panelboard Outgoing MCCB NZM1 3-pole 125A 36kA | H
NZMC1-A160 | 314.69 | 1 |  | Memshield 3 Panelboard Outgoing MCCB NZM1 3-pole 160A 36kA | H
NZMC1-A20 | 176.63 | 1 |  | Memshield 3 Panelboard Outgoing MCCB NZM1 3-pole 20A 36kA | H
NZMC1-A32 | 176.63 | 1 |  | Memshield 3 Panelboard Outgoing MCCB NZM1 3-pole 32A 36kA | H
NZMC1-A40 | 176.63 | 1 |  | Memshield 3 Panelboard Outgoing MCCB NZM1 3-pole 40A 36kA | H
NZMC1-A50 | 176.63 | 1 |  | Memshield 3 Panelboard Outgoing MCCB NZM1 3-pole 50A 36kA | H
NZMC1-A63 | 188.74 | 1 |  | Memshield 3 Panelboard Outgoing MCCB NZM1 3-pole 63A 36kA | H
NZMC1-A80 | 188.74 | 1 |  | Memshield 3 Panelboard Outgoing MCCB NZM1 3-pole 80A 36kA | H
NZMC2-4-A160KCO | 438.01 | 1 |  | NZM2 MCCB 4POLE 160A 36kA INC | H
NZMC2-4-A200KCO | 498.09 | 1 |  | NZM2 MCCB 4POLE 200A 36kA INC | H
NZMC2-4-A250KCO | 693.59 | 1 |  | NZM2 MCCB 4POLE 250A 36kA INC | H
NZMC2-A125-BT | 251.36 | 1 |  | Memshield 3 Panelboard Outgoing MCCB NZM22 3-pole 125A 36kA | H
NZMC2-A160-BT | 319.25 | 1 |  | Memshield 3 Panelboard Outgoing MCCB NZM22 3-pole 160A 36kA | H
NZMC2-A160KCO | 312.86 | 1 |  | NZM2 MCCB 3POLE 160A 36kA INC | H
NZMC2-A200-BT | 363.03 | 1 |  | Memshield 3 Panelboard Outgoing MCCB NZM22 3-pole 200A 36kA | H
NZMC2-A200KCO | 355.78 | 1 |  | NZM2 MCCB 3POLE 200A 36kA INC | H
NZMC2-A250-BT | 505.54 | 1 |  | Memshield 3 Panelboard Outgoing MCCB NZM22 3-pole 250A 36kA | H
NZMC2-A250KCO | 495.42 | 1 |  | NZM2 MCCB 3POLE 250A 36kA INC | H
NZMLW-4-A630 | 1414.79 | 1 |  | Memshield 3 Panelboard Incoming MCCB NLW 4-pole 630A 50kA | H
NZMLW-4-A800 | 2121.08 | 1 |  | Memshield 3 Panelboard Incoming MCCB NLW 4-pole 800A 50kA | H
NZMLW-A630 | 1010.56 | 1 |  | Memshield 3 Panelboard Incoming MCCB NLW 3-pole 630A 50kA | H
NZMLW-A800 | 1515.06 | 1 |  | Memshield 3 Panelboard Incoming MCCB NLW 3-pole 800A 50kA | H
NZMN1-A100 | 202.09 | 1 |  | Memshield 3 Panelboard Outgoing MCCB NZM1 3-pole 100A 50kA | H
NZMN1-A125 | 300.61 | 1 |  | Memshield 3 Panelboard Outgoing MCCB NZM1 3-pole 125A 50kA | H
NZMN1-A20 | 184.36 | 1 |  | Memshield 3 Panelboard Outgoing MCCB NZM1 3-pole 20A 50kA | H
NZMN1-A32 | 188.05 | 1 |  | Memshield 3 Panelboard Outgoing MCCB NZM1 3-pole 32A 50kA | H
NZMN1-A40 | 188.05 | 1 |  | Memshield 3 Panelboard Outgoing MCCB NZM1 3-pole 40A 50kA | H
NZMN1-A50 | 188.05 | 1 |  | Memshield 3 Panelboard Outgoing MCCB NZM1 3-pole 50A 50kA | H
NZMN1-A63 | 188.05 | 1 |  | Memshield 3 Panelboard Outgoing MCCB NZM1 3-pole 63A 50kA | H
NZMN1-A80 | 192.05 | 1 |  | Memshield 3 Panelboard Outgoing MCCB NZM1 3-pole 80A 50kA | H
NZMN2-4-A160KCO | 531.05 | 1 |  | NZM2 MCCB 4POLE 160A 50kA INC | H
NZMN2-4-A200KCO | 622.68 | 1 |  | NZM2 MCCB 4POLE 200A 50kA INC | H
NZMN2-4-A250KCO | 829.47 | 1 |  | NZM2 MCCB 4POLE 250A 50kA INC | H
NZMN2-A125-BT | 305.49 | 1 |  | Memshield 3 Panelboard Outgoing MCCB NZM22 3-pole 125A 50kA | H
NZMN2-A160-BT | 387.07 | 1 |  | Memshield 3 Panelboard Outgoing MCCB NZM22 3-pole 160A 50kA | H
NZMN2-A160KCO | 379.32 | 1 |  | NZM2 MCCB 3POLE 160A 50kA INC | H
NZMN2-A200-BT | 453.84 | 1 |  | Memshield 3 Panelboard Outgoing MCCB NZM22 3-pole 200A 50kA | H
NZMN2-A200KCO | 444.77 | 1 |  | NZM2 MCCB 3POLE 200A 50kA INC | H
NZMN2-A250-BT | 604.57 | 1 |  | Memshield 3 Panelboard Outgoing MCCB NZM22 3-pole 250A 50kA | H
NZMN2-A250KCO | 592.48 | 1 |  | NZM2 MCCB 3POLE 250A 50kA INC | H
NZMN3-4-A250 | 996.34 | 1 |  | Memshield 3 Panelboard Incoming MCCB NZM3 4-pole 250A 50kA | H
NZMN3-4-A320 | 996.34 | 1 |  | Memshield 3 Panelboard Incoming MCCB NZM3 4-pole 320A 50kA | H
NZMN3-4-A400 | 996.34 | 1 |  | Memshield 3 Panelboard Incoming MCCB NZM3 4-pole 400A 50kA | H
NZMN3-A250 | 711.68 | 1 |  | Memshield 3 Panelboard Incoming MCCB NZM3 3pole 250A 50kA | H
NZMN3-A250-BT | 711.68 | 1 |  | Memshield 3 Panelboard Outgoing MCCB NZM3 3pole 250A 50kA | H
NZMN3-A320 | 711.68 | 1 |  | Memshield 3 Panelboard Incoming MCCB NZM3 3pole 320A 50kA | H
NZMN3-A320-BT | 711.68 | 1 |  | Memshield 3 Panelboard Outgoing MCCB NZM3 3pole 320A 50kA | H
NZMN3-A400 | 711.68 | 1 |  | Memshield 3 Panelboard Incoming MCCB NZM3 3pole 400A 50kA | H
NZMN3-A400-BT | 711.68 | 1 |  | Memshield 3 Panelboard Outgoing MCCB NZM3 3pole 400A 50kA | H
OBK103SP | 18.84 | 1 |  | 100A GLAS PHASE CONTACT-SPARES | J
OLV725SP | 33.71 | 1 |  | 63A SW&SWF CONTACT BAR-SPARES | J
OLV726SP | 38.77 | 1 |  | 100A SW&SWF CONTACT BAR-SPARES | J
OLV727SP | 18.88 | 1 |  | 20A SW&SWF CONTACT BAR-SPARES | J
OLV728SP | 18.88 | 1 |  | 32A SW&SWF CONTACT BAR-SPARES | J
P011 | 2.15 | 10 | 2.53 | 10A 1G 1W SWITCH | A
P012 | 2.65 | 10 | 3.11 | 10A 2G 1W SWITCH | A
P013 | 3.91 | 10 | 4.6 | 10A 3G 1W SWITCH | A
P014 | 6.52 | 5 | 7.66 | 10A 4G 1W SWITCH | A
P015 | 2.73 | 10 | 3.2 | 10A 1G SWITCH BELL PUSH | A
P015L | 3.02 | 10 | 3.55 | 10A 1G 1W SWITCH LIGHT SYMBOL PUSH | A
P015P | 3.02 | 10 | 3.55 | 10A 1G SWITCH PUSH | A
P017 | 10.21 | 10 | 11.99 | 10A INTERMEDIATE SWITCH | A
P021 | 2.61 | 10 | 3.07 | 10A 1G 2W SWITCH | A
P021P | 3.42 | 10 | 4.01 | 10A 1G 2W SWITCH PUSH | A
P022 | 4.27 | 10 | 5.01 | 10A 2G 2W SWITCH | A
P023 | 9.33 | 10 | 10.96 | 10A 3G 2W SWITCH | A
P024 | 18.08 | 5 | 21.24 | 10A 4G 2W SWITCH | A
P026 | 37.1 | 5 | 43.6 | 10A 6G 2W SWITCH | A
P032 | 8.95 | 10 | 10.51 | 10A 2G 2W HALF BROAD SWITCH | A
P041 | 5.35 | 10 | 6.28 | 10A 1G 2W BROAD SWITCH | A
P041P | 5.5 | 10 | 6.46 | 10A 1G 2W BROAD SWITCH PUSH | A
P042 | 11.95 | 10 | 14.04 | 10A 2G 2W BROAD SWITCH | A
P045 | 9.51 | 10 | 11.18 | 10A 1G 1W BROAD SWITCH PUSH | A
P045P | 9.45 | 10 | 11.11 | 10A 1G 1W BROAD SWITCH PUSH PLAIN | A
P047 | 11.1 | 10 | 13.04 | 10A INTERMEDIATE BROAD SWITCH | A
P048 | 12.18 | 10 | 14.31 | 10A 3 POLE FAN ISOLATOR | A
P049 | 12.62 | 10 | 14.82 | 10A 3 POLE ISOLATOR | A
P111 | 4.6 | 10 | 5.41 | 13A 1G SOCKET | A
P112 | 12.29 | 5 | 14.44 | 13A 2G SOCKET | A
P210 | 5.58 | 10 | 6.56 | 20A FLEX OUTLET PLATE | A
P212 | 1.67 | 10 | 1.96 | CABLE OUTLET ADAPTOR PLATE FOR FUSED CONNECTION UNIT / 20A SWITCH | A
P220 | 9.57 | 10 | 11.25 | 13A CONNECTION UNIT | A
P220N | 17 | 10 | 19.98 | 13A CONNECTION UNIT + NEON | A
P220RR | 10.88 | 10 | 12.79 | 13A CONNECTION UNIT + RED ROCKERS | A
P221 | 8.29 | 10 | 9.74 | 13A SWITCHED CONNECTION UNIT | A
P221BO | 15.53 | 10 | 18.24 | 13A SWITCHED CONNECTION UNIT MARKED 'BOILER' | A
P221CH | 15.53 | 10 | 18.24 | 13A SWITCHED CONNECTION UNIT MARKED 'CENTRAL HEATING' | A
P221CKH | 15.53 | 10 | 18.24 | 13A SWITCHED CONNECTION UNIT MARKED 'COOKER HOOD' | A
P221DW | 15.53 | 10 | 18.24 | 13A SWITCHED CONNECTION UNIT MARKED 'DISHWASHER' | A
P221EF | 15.53 | 10 | 18.24 | 13A SWITCHED CONNECTION UNIT MARKED 'EXTRACT FAN' | A
P221GY | 9.81 | 10 | 11.52 | 13A SWITCHED CONNECTION UNIT - GREY | A
P221N | 12.17 | 10 | 14.29 | 13A SWITCHED CONNECTION UNIT + NEON | A
P221NGY | 14.42 | 10 | 16.94 | 13A SWITCHED CONNECTION UNIT + NEON - GREY | A
P221NR | 17 | 10 | 19.98 | 13A SWITCHED CONNECTION UNIT + NEON MARKED 'REFRIGERATOR' | A
P221NRR | 18.68 | 10 | 21.94 | 13A SWITCHED FUSED CONNECTION UNIT + NEON + RED ROCKERS | A
P221NWH | 17 | 10 | 19.98 | 13A SWITCHED FUSED CONNECTION UNIT + NEON MARKED 'WATER HEATER' | A
P221NWM | 17 | 10 | 19.98 | 13A SWITCHED FUSED CONNECTION UNIT + NEON MARKED 'WASHING MACHINE' | A
P221R | 15.53 | 10 | 18.24 | 13A SWITCHED FUSED CONNECTION UNIT MARKED 'REFRIGERATOR' | A
P221RR | 14.87 | 10 | 17.47 | 13A SWITCHED FUSED CONNECTION UNIT + RED ROCKERS | A
P221WM | 15.53 | 10 | 18.24 | 13A SWITCHED FUSED CONNECTION UNIT MARKED 'WASHING MACHINE' | A
P223 | 14.34 | 10 | 16.85 | 3A CONNECTION UNIT | A
P223N | 19.49 | 10 | 22.91 | 3A FUSED CONNECTION UNIT + NEON | A
P224 | 14.34 | 10 | 16.85 | 3A SWITCHED CONNECTION UNIT | A
P345 | 7.16 | 10 | 8.42 | 45A DP CABLE OUTLET WITH TERMINAL BLOCK | A
P351 | 6.66 | 10 | 7.82 | 1G TV CO-AXIAL OUTLET | A
P351D | 7.85 | 10 | 9.23 | 1G TV CO-AXIAL DUAL CLAMP | A
P352 | 15.13 | 10 | 17.78 | 2G TV CO-AXIAL OUTLET | A
P353 | 17.77 | 10 | 20.87 | 1G TV/FM ISOLATED CO-AXIAL | A
P354 | 22.15 | 10 | 26.02 | 2G TV/FM DIPLEX CO-AXIAL | A
P355 | 11.18 | 10 | 13.13 | 1G SATELLITE OUTLET | A
P356 | 15.13 | 10 | 17.78 | 2G TV/SATELLITE OUTLET | A
P357 | 19.94 | 10 | 23.43 | 2G TV/RADIO OUTLET SCREENED | A
P360 | 9.81 | 10 | 11.52 | 1G TELEPHONE OUTLET MASTER | A
P361 | 6.47 | 10 | 7.61 | 1G TELEPHONE OUTLET SECONDARY | A
P362 | 9.99 | 10 | 11.74 | 1G AMERICAN TELEPHONE OUTLET | A
P370 | 43.96 | 1 |  | SHAVER SOCKET 230V 110 AC | A
P391 | 2.56 | 10 | 3.01 | 1G BLANK PLATE | A
P392 | 3.93 | 10 | 4.62 | 2G BLANK PLATE | A
P401 | 7.08 | 10 | 8.33 | 20A DP CONTROL SWITCH | A
P401N | 12.32 | 10 | 14.47 | 20A DP SWITCH + NEON | A
P403 | 8.95 | 10 | 10.51 | 20A SWITCH MARKED 'WATER HEATER' | A
P403N | 9.48 | 10 | 11.13 | 20A DP SWITCH + NEON MARKED 'WATER HEATER | A
P404N | 9.48 | 10 | 11.13 | 20A DP SWITCH + NEON MARKED 'AIR CONDITIONER' | A
P415 | 13.42 | 10 | 15.77 | 15A 1G SP SWITCHED SOCKET | A
P421 | 16.91 | 5 | 19.86 | 50A DP SWITCH | A
P421N | 18.87 | 5 | 22.17 | 50A DP SWITCH + NEON | A
P422N | 15.56 | 10 | 18.29 | 50A DP SWITCH + NEON 1G | A
P422NGY | 18.76 | 10 | 22.03 | 50A DP SWITCH + NEON 1G GREY | A
P423 | 16.62 | 5 | 19.53 | 50A DP SWITCH MARKED 'COOKER' | A
P423N | 20.73 | 5 | 24.37 | 50A DP SWITCH + NEON MARKED 'COOKER' | A
P424N | 20.11 | 5 | 23.63 | 50A DP SWITCH + NEON MARKED 'AIR CONDITIONER' | A
P425 | 15.65 | 5 | 18.39 | 45A DP COOKER CONTROL UNIT | A
P425N | 29.19 | 10 | 34.29 | 45A DP COOKER CONTROL UNIT + NEON | A
P426N | 16.05 | 10 | 18.86 | 50A DP SWITCH + NEON 1G 'COOKER' | A
P427N | 16.05 | 10 | 18.86 | 50A DP SWITCH + NEON 1G 'AIR CONDITIONER' | A
P450 | 38.87 | 10 | 45.68 | 16A HOTEL ROOM SWITCH | A
P611 | 4.54 | 10 | 5.34 | 13A 1G SP SWITCHED SOCKET | A
P612 | 7.15 | 5 | 8.41 | 13A 2G SP SWITCHED SOCKET | A
P621 | 4.8 | 10 | 5.64 | 13A 1G DP SWITCHED SOCKET 2 E TERMINALS | A
P621GY | 7.35 | 10 | 8.64 | 13A 1G DP SWITCHED SOCKET 2 E TERMINALS GREY | A
P621N | 12.1 | 10 | 14.21 | 13A 1G DP SWITCHED SOCKET 2 E TERM + NEON | A
P621RED | 7.35 | 10 | 8.64 | 1 GANG DP RED 13A SWITCHED SOCKET | A
P621RR | 6.84 | 10 | 8.04 | 13A 1G DP SWITCHED SOCKET 2 E TERMINALS + RED ROCKERS | A
P622 | 7.34 | 5 | 8.63 | 13A 2G DP SWITCHED SOCKET 2 E TERMINALS | A
P622N | 14.69 | 5 | 17.25 | 13A 2G DP SWITCHED SOCKET 2 E TERMINALS + NEON | A
P622RR | 8.95 | 5 | 10.51 | 13A 2G DP SWITCHED SOCKET 2 E TERMINALS + RED ROCKERS | A
P632 | 10.15 | 5 | 11.94 | 13A 2G DP SWITCHED SOCKET 2 E TERMINALS OUTBOARD ROCKERS | A
P632GY | 12.24 | 5 | 14.38 | 13A 2G DP SWITCHED SOCKET 2 E TERMINALS OUTBOARD ROCKERS - GREY | A
P632N | 16.05 | 5 | 18.86 | 13A 2G DP SWITCHED SOCKET 2 E TERMINALS OUTBOARD ROCKERS + NEON | A
P632RED | 12.72 | 5 | 14.95 | 13A 2G DP SWITCHED SOCKET - RED COVER | A
P632RR | 10.74 | 5 | 12.62 | 13A 2G SWITCHED SOCKET 2 E TERMINALS OUTBOARD RED ROCKERS | A
P651 | 13.19 | 10 | 15.5 | 13A 1G DP SWITCHED SOCKET 2 E TERMINALS NON STANDARD | A
P652 | 20 | 5 | 23.49 | 13A 2G SWITCHED SOCKET 2 E TERMINALS OUTBOARD ROCKERS | A
P652RR | 22.63 | 5 | 26.59 | 13A 2G DP SWITCHED SOCKET 2 E TERMINALS OUTBOARD RED ROCKERS | A
P672 | 20 | 5 | 23.49 | 13A 2G DP SWITCHED SOCKET 2 E TERMINALS OUTBOARD ROCKERS | A
P686 | 71.31 | 1 |  | 13A 2G DP RCD SWITCHED SOCKET 30mA PASSIVE | A
P715 | 14.42 | 1 |  | 1G 10A 2W BELL PUSH + NEON IP66 | A
P721 | 14.1 | 1 |  | 1G 16A 2W SWITCH + NEON IP66 | A
P722 | 16.93 | 1 |  | 2G 16A 2W SWITCH + NEON IP66 | A
P741 | 21.16 | 1 |  | 1G 20A DP +NEON IP66 | A
P742 | 25.55 | 1 |  | 2G 20A DP SWITCH +NEON IP66 | A
P761 | 46.14 | 1 |  | 1G IP66 ENCLOSURE | A
P762 | 59.98 | 1 |  | 2G IP66 ENCLOSURE | A
P771 | 30.64 | 1 |  | 1G 13A SWITCHED SOCKET IP56 | A
P901 | 3.31 | 10 | 3.89 | 1G MODULE PLATE MOULDED | A
P901GY | 4.9 | 10 | 5.76 | 1G MODULE PLATE MOULDED - GREY | A
P902 | 3.31 | 10 | 3.89 | 2G MODULE PLATE MOULDED | A
P902GY | 4.9 | 10 | 5.76 | 2G MODULE PLATE MOULDED - GREY | A
P903 | 7.18 | 5 | 8.43 | 3G MODULE PLATE MOULDED | A
P903GY | 8.29 | 5 | 9.74 | 3G MODULE PLATE MOULDED - GREY | A
P904 | 7.18 | 5 | 8.43 | 4G MODULE PLATE MOULDED | A
P904GY | 8.29 | 5 | 9.74 | 4G MODULE PLATE MOULDED - GREY | A
P906 | 9.52 | 1 |  | 6G MODULE PLATE ASSEMBLY MOULDED | A
P906GY | 11.57 | 1 |  | 6G MODULE PLATE ASSEMBLY MOULDED - GREY | A
P908 | 9.52 | 1 |  | 8G MODULE PLATE ASSEMBLY MOULDED | A
P908GY | 11.57 | 1 |  | 8G MODULE PLATE ASSEMBLY MOULDED - GREY | A
P9101 | 98.12 | 1 |  | 1-10V ANALOGUE 1G 1W | A
P9111 | 184.58 | 1 |  | 1000W 1G 2W PUSH TUNGSTEN | A
P912 | 26.34 | 1 |  | 12G G PLATE ASSEMBLY MOULDED | A
P9131 | 20.82 | 1 |  | 250W 1G 2W PUSH TUNGSTEN | A
P9132 | 39.56 | 1 |  | 250W 2G 2W PUSH TUNGSTEN | A
P9141 | 25.96 | 1 |  | 400W 1G 2W PUSH TUNGSTEN | A
P9142 | 49.39 | 1 |  | 400W 2G 2W PUSH TUNGSTEN | A
P999 | 0.18 | 100 | 0.22 | SPARE SCREW CAPS - PREMERA RANGE | A
PBCTMT160 | 188.57 | 1 |  | EG CT + METER INSTALLATION KIT | H
PBCTMT250 | 230.23 | 1 |  | JG CT + METER INSTALLATION KIT | H
PBMETER1 | 348.63 | 1 |  | DIN 96 Multifunction Meter | H
PBMETER2 | 423.09 | 1 |  | DIN 96 Multifunction Meter MOD BUS | H
PC28G202 | 39.73 | 1 |  | 20A DP IP55 STEEL ENCL ROT SW | H
PC28G203 | 40.94 | 1 |  | 20A TP IP55 STEEL ENCL ROT SW | H
PC28G204 | 41.76 | 1 |  | 20A FP IP55 STEEL ENCL ROT SW | H
PC28G252 | 48.56 | 1 |  | 25A DP IP55 STEEL ENCL ROT SW | H
PC28G253 | 49.99 | 1 |  | 25A TP IP55 STEEL ENCL ROT SW | H
PC28G402 | 73.31 | 1 |  | 40A DP IP55 STEEL ENCL ROT SW | H
PC28G403 | 74.18 | 1 |  | 40A TP IP55 STEEL ENCL ROT SW | H
PC28G404 | 75.33 | 1 |  | 40A FP IP55 STEEL ENCL ROT SW | H
PC28G632 | 103.68 | 1 |  | 63A DP IP55 STEEL ENCL ROT SW | H
PC28G633 | 130.39 | 1 |  | 63A TP IP55 STEEL ENCL ROT SW | H
PC28G634 | 179.72 | 1 |  | 63A FP IP55 STEEL ENCL ROT SW | H
PD1 | 12.6 | 1 |  | Memshield 3 Padlock | J
PD2 | 10.21 | 1 |  | PADLOCK SMALL 9-64 SHACKLE. | H
PVSSUKV1 | 375.14 | 1 |  | DC 30A AC 25A 1XMC4 V1
PVSSUKV2 | 401.02 | 1 |  | DC 30A AC 25A 2XMC4 V2
PVSSUKV3 | 504.49 | 1 |  | DC 30A AC 25A 1XMC4 DCSPD V3
PVSSUKV4 | 536.83 | 1 |  | DC 30A AC 25A 2XMC4 DCSPD V4
TAW1 | 88.5 | 1 |  | Analogue Timer 1Ch 7 Day Quartz Stabilised 54mm | H
TAW1S | 135.57 | 1 |  | Analogue Timer 1Ch 7 Day Quartz Stabilised 18mm | H
TDY4 | 640.57 | 1 |  | Digital Timer 4Ch - 1 Year 108mm | H
TE1 | 115.84 | 1 |  | Multifunction Staircase 16A 0.5-20min | H
TLE | 67.48 | 1 |  | STAIRCASE TIMER 0.5M TO 15M | H
TR-G3/8 | 38.7 | 1 |  | BELL TRANSFORMER (272481) | G
TSDW1CO | 136.51 | 1 |  | TIMESWITCH DIG 1XCOWEEK | H
TSDW1COA | 219.94 | 1 |  | Timer Digital 1CO Astro | H
TSDW1COMIN | 141.93 | 1 |  | TIMER DIGITAL 1XCO 1 MODULE | H
TSDW2CO | 159.75 | 1 |  | TIMESWITCH DIGITAL 2XCOWEEK | H
TSEN1 | 74.93 | 1 |  | Light Sensor (for TSM1x & TSMC1) | H
TSM1 | 150.05 | 1 |  | Twilight Switch 1Ch 2-200lux 36mm | H
TSM1E | 197.7 | 1 |  | Twilight Switch 1Ch 2-2000lux 54mm | H
TSM1S | 132.04 | 1 |  | Twilight Switch 1Ch 2-100lux 18mm | H
TSQD1CO | 110.09 | 1 |  | TIMER QUARTZ 1XCO 24H | H
TSQD1NO | 133.27 | 1 |  | TIMER QUARTZ 1XNO 24H | H
TSQW1CO | 112.42 | 1 |  | TIMER QUARTZ 1XCO WEEK | H
TSSD1CO | 64.04 | 1 |  | TIMER SYNCHRONOUS 1XCO 24H | H
TSSD1NO | 71.42 | 1 |  | TIMER SYNCHRONOUS 1XNO 24H | H
X017MG | 15.66 | 5 | 18.4 | (FM2444) 10A INT SW SM | B
X021MG | 10.18 | 5 | 11.96 | (FM2441) 10A 1G 2W SW SM | B
X022MG | 14.03 | 5 | 16.49 | (FM2442) 10A 2G 2W SW SM | B
X023MG | 19.07 | 5 | 22.4 | (FM2443) 10A 3G 2W SW SM | B
X048MG | 22.55 | 5 | 26.5 | (FM2896) 10A 3POLE BRDFAN ISO | B
X049MG | 23.66 | 5 | 27.8 | (FM2897) 10A 3POLE BRDISO SM | B
X105MG | 152.13 | 1 |  | 1G DP LOCKABLE SOCKET WITH COMMERCIAL KEY - SURFACE METALCLAD | B
X111MG | 9.87 | 5 | 11.59 | (FM3041) 13A 1G SKT SM | B
X112MG | 19.06 | 5 | 22.39 | (FM3042) 13A 2G SKT SM | B
X220MG | 12.2 | 5 | 14.34 | 13A CONNECTION UNIT - SURFACE METALCLAD | B
X220NMG | 17.34 | 5 | 20.38 | 13A CONNECTION UNIT + NEON - SURFACE METALCLAD | B
X220RRMG | 18.83 | 5 | 22.11 | 13A CONNECTION UNIT + RED ROCKERS - SURFACE METALCLAD | B
X221MG | 12.56 | 5 | 14.75 | 13A SWITCHED CONNECTION UNIT - SURFACE METALCLAD | B
X221NMG | 17.04 | 5 | 20.02 | 13A SWITCHED CONNECTION UNIT + NEON - SURFACE METALCLAD | B
X221NRRMG | 24.01 | 5 | 28.21 | 13A SWITCHED CONNECTION UNIT + NEON + RED ROCKER - SURFACE METALCLAD | B
X221RRMG | 19.62 | 5 | 23.06 | 13A SWITCHED CONNECTION UNIT + RED ROCKER - SURFACE METALCLAD | B
X305MG | 14.04 | 5 | 16.5 | (FM3084) 5A 1G SKT SM | B
X391MG | 2.78 | 10 | 3.27 | (FM5041) 1G BLANK PLATE SM | B
X392MG | 4.69 | 5 | 5.51 | (FM5042) 2G BLANK PLATE SM | B
X401MG | 13.41 | 5 | 15.76 | 20A DP SWITCH - SURFACE METALCLAD | B
X401NMG | 22.16 | 5 | 26.04 | 20A DP SWITCH + NEON - SURFACE METALCLAD | B
X415MG | 25.67 | 5 | 30.16 | 15A 1G SP SWITCHED SOCKET - SURFACE METALCLAD | B
X421NMG | 30.26 | 5 | 35.55 | 50A DP SWITCH + NEON - SURFACE METALCLAD | B
X621MG | 10.47 | 5 | 12.29 | 13A 1G DP SWITCHED SOCKET 2 E TERMINALS - SURFACE METALCLAD | B
X621NMG | 20.49 | 5 | 24.08 | 13A 1G DP SWITCHED SOCKET 2 E TERMINALS + NEON - SURFACE METALCLAD | B
X621RRMG | 15.86 | 5 | 18.63 | 13A 1G DP SWITCHED SOCKET 2 E TERMINALS + RED ROCKERS - SURFACE METALCLAD | B
X622MG | 18.24 | 5 | 21.44 | 13A 2G DP SWITCHED SOCKET 2 E TERMINALS - SURFACE METALCLAD | B
X622NMG | 37.96 | 5 | 44.61 | 13A 2G DP SWITCHED SOCKET 2 E TERMINALS + NEON - SURFACE METALCLAD | B
X622RRMG | 24.81 | 5 | 29.14 | 13A 2G DP SWITCHED SOCKET 2 E TERMINALS + RED ROCKERS - SURFACE METALCLAD | B
X632MG | 27.05 | 5 | 31.79 | 13A 2G DP SWITCHED SOCKET 2 E TERMINALS OUTBOARD ROCKERS - SURFACE METALCLAD | B
X632RRMG | 32.32 | 5 | 37.97 | 13A 2G DP SWITCHED SOCKET 2 E TERMINALS + RED ROCKERS OUTBOARD - SURFACE METALCLAD | B
X651MG | 22.11 | 5 | 25.99 | 13A 1G DP SWITCHED SOCKET 2 E TERMINALS NON STANDARD - SURFACE METALCLAD | B
X652MG | 38.82 | 5 | 45.62 | 13A 2G DP SWITCHED SOCKET 2 E TERMINALS OUTBOARD ROCKERS - SURFACE METALCLAD | B
X686MG | 90.92 | 1 |  | 13A 2G DP RCD SWITCHED SOCKET 30mA PASSIVE - SURFACE METALCLAD | B
X901MG | 3.92 | 10 | 4.61 | 1 MODULE INCLUDES FRAME - SURFACE METALCLAD | B
X902MG | 3.92 | 10 | 4.61 | 2 MODULE INCLUDES FRAME - SURFACE METALCLAD | B
X903MG | 5.88 | 5 | 6.9 | 3 MODULE INCLUDES FRAME - SURFACE METALCLAD | B
X904MG | 5.88 | 5 | 6.9 | 4 MODULE INCLUDES FRAME - SURFACE METALCLAD | B
X906MG | 14.61 | 1 |  | 6 MODULE COVER PLATE (2 BANKS) INCLUDES FRAME - SURFACE METALCLAD | B
X908MG | 14.61 | 1 |  | 8 MODULE COVER PLATE (2 BANKS) INCLUDES FRAME - SURFACE METALCLAD | B
X912MG | 23.86 | 1 |  | 12 MODULE COVER PLATE (3 BANKS) INCLUDES FRAME - SURFACE METALCLAD | B
X918MG | 28.45 | 1 |  | 18 MODULE COVER PLATE (3 BANKS) INCLUDES FRAME - SURFACE METALCLAD | B
X924MG | 37.11 | 1 |  | 24 MODULE COVER PLATE (4 BANKS) INCLUDES FRAME - SURFACE METALCLAD | B